## Cover Sheet
| Title: TIS Subsystem Architecture, Site Configuration and Subsystem Demand by Site - SCMB Baseline |  |  |  | Date: 05/12/2016 |  |  | Title: TIS Subsystem Architecture, Site Configuration and Subsystem Demand by Site - SCMB Baseline |  |  | Date: 05/12/2016
| NEON Doc #: NEON.DOC.002768 |  | Author: S. Craft |  | Revision: J |  |  | NEON Doc #: NEON.DOC.002768 |  | Author: S. Craft | Revision: J
SCMB BASELINE - TIS SUBSYSTEM ARCHITECTURE, SITE CONFIGURATION AND SUBSYSYTEM DEMAND BY SITE | [5 empty] | Change Record
PREPARED BY |  | ORGANIZATION |  | DATE |  | REVISION | DATE |  | ECO # | DESCRIPTION OF CHANGE
Stephen Craft |  | PSE |  | 2017-02-24 |  | A | 03/24/2015 |  | ECO-02825 | Initial Release
Asa Akers |  | RAMS |  | 2015-11-19 |  | B | 06/09/2015 |  | ECO-03052 | Correction of PNs for some Soil Temperature Profile assemblies
[6 empty] | C | 2015-10-26 |  | ECO-03268 | Various, see change log
APPROVALS |  | ORGANIZATION |  | DATE |  | D | 2015-12-04 |  | ECO-03469 | Descope sites and designs removed.
Andrea Thorpe |  | SCI |  | 04/13/2017 |  | E | 02/12/2016 |  | ECO-03661 | Various, see change log
Larry Davidson |  | PE |  | 04/20/2017 |  | F | 03/18/2016 |  | ECO-03774 | +1 ML at D05 STEI and D16 ABBY.
[6 empty] | G | 2016-05-12 |  | ECO-03840 | Implementing CR-90002, and adding security camera
[6 empty] | H | 2016-11-28 |  | ECO-04246 | Various, see change log tab
[6 empty] | J | 04/20/2017 |  | ECO-04551 | Various, see change log tab
RELEASED BY |  | ORGANIZATION |  | DATE
Judy Salazar |  | CM |  | 04/20/2017
See configuration management system for approval history.
The National Ecological Observatory Network is a project solely funded by the National Science Foundation and managed under cooperative agreement by Battelle. Any opinions, findings, and conclusions or recommendations expressed in this material are those of the author(s) and do not necessarily reflect the views of the National Science Foundation.

## Combined TT
Current Config - Split and combined Sites | Subsystem Type | Subsystem | Design Phase | Subsystem Agile PN | Total Demand for all 60 Sites | D10 | D10 | D03 | D03 | D01 | D02 | D11 | D04 | D08 | D07 | D06 | D09
[6 empty] | STER | CPER | JERC | DSNY | HARV | SCBI | OAES | LAJA | TALL | MLBS | KONZ | WOOD
| Booms Tower - Top Pivot | Subsystem, Tower Boom, Top, Left Pivot | 1 | CD08710000 | 47 | 1 | 1 | 1 | 2 | 1 | 1 | 2 | 2 | 1 | 1 | 1 | 1
|  | Subsystem, Tower Boom, Top, Right Pivot | 1 | CD08710010 | 23 | 1 | 1 | 1 | 0 | 1 | 1 | 0 | 0 | 1 | 1 | 1 | 1
|  | Subsystem, Tower Boom, Top, Right Pivot, Extreme | 4 | CD08710030 | 2 | 0 | 0 | 0 | 0 | 0 | 0 | 0 | 0 | 0 | 0 | 0 | 0
|  | Subsystem, Tower Boom, Top, Right Pivot, Wind River | 4 | CD08710050 | 1 | 0 | 0 | 0 | 0 | 0 | 0 | 0 | 0 | 0 | 0 | 0 | 0
| Aspirated Air Temperature Triple | Subsystem, Aspirated Shield Triple, Non-Heated, Split | 1 | CD05800000 | 8 | 0 | 0 | 1 | 1 | 0 | 0 | 0 | 1 | 1 | 0 | 0 | 0
|  | Subsystem, Aspirated Shield Triple, Heated, Split | 1 | CD05800010 | 17 | 1 | 1 | 0 | 0 | 1 | 1 | 1 | 0 | 0 | 1 | 1 | 1
|  | Subsystem, Aspirated Shield Triple, Non-Heated, Combined | 1 | CD05800020 | 5 | 0 | 0 | 0 | 0 | 0 | 0 | 0 | 0 | 0 | 0 | 0 | 0
|  | Subsystem, Aspirated Shield Triple, Heated, Combined | 1 | CD05800030 | 17 | 0 | 0 | 0 | 0 | 0 | 0 | 0 | 0 | 0 | 0 | 0 | 0
|  | Subsystem, Aspirated Shield Triple, Extreme Heated, Split | 4 | CD05800040 | 2 | 0 | 0 | 0 | 0 | 0 | 0 | 0 | 0 | 0 | 0 | 0 | 0
|  | Subsystem, Aspirated Shield Triple, Extreme Heated, Combined | 4 | CD05800050 | 5 | 0 | 0 | 0 | 0 | 0 | 0 | 0 | 0 | 0 | 0 | 0 | 0
| Southwest Radiation | Subsystem, South West Radiation, Split or Non-Heated Combined, Right | 2 | CD05920000 | 27 | 1 | 1 | 0 | 1 | 1 | 1 | 1 | 1 | 1 | 0 | 1 | 1
|  | Subsystem, South West Radiation, Heated, Combined, Right | 2 | CD05920010 | 16 | 0 | 0 | 0 | 0 | 0 | 0 | 0 | 0 | 0 | 0 | 0 | 0
|  | Subsystem, South West Radiation, Split or Non-Heated Combined, Left | 2 | CD05920020 | 5 | 0 | 0 | 1 | 0 | 0 | 0 | 0 | 0 | 0 | 1 | 0 | 0
|  | Subsystem, South West Radiation, Heated, Combined, Left | 2 | CD05920030 | 6 | 0 | 0 | 0 | 0 | 0 | 0 | 0 | 0 | 0 | 0 | 0 | 0
Proposed Config - Combined Sites Only | Subsystem Type | Subsystem | Design Phase | Subsystem Agile PN | Total Demand for all 60 Sites | D10 | D10 | D03 | D03 | D01 | D02 | D11 | D04 | D08 | D07 | D06 | D09
[6 empty] | STER | CPER | JERC | DSNY | HARV | SCBI | OAES | LAJA | TALL | MLBS | KONZ | WOOD
| Booms Tower - Top Pivot | Subsystem, Tower Boom, Top, Left Pivot | 1 | CD08710000 | 31 | 1 | 1 | 0 | 1 | 1 | 1 | 1 | 1 | 1 | 0 | 1 | 1
|  | Subsystem, Tower Boom, Top, Right Pivot | 1 | CD08710010 | 15 | 0 | 0 | 1 | 0 | 0 | 0 | 0 | 0 | 0 | 1 | 0 | 0
|  | Subsystem, Tower Boom, Top, Right Pivot, Extreme | 4 | CD08710030 | 0 | 0 | 0 | 0 | 0 | 0 | 0 | 0 | 0 | 0 | 0 | 0 | 0
|  | Subsystem, Tower Boom, Top, Right Pivot, Wind River | 4 | CD08710050 | 0 | 0 | 0 | 0 | 0 | 0 | 0 | 0 | 0 | 0 | 0 | 0 | 0
| Aspirated Air Temperature Triple | Subsystem, Aspirated Shield Triple, Non-Heated, Split | 1 | CD05800000 | 0 | 0 | 0 | 0 | 0 | 0 | 0 | 0 | 0 | 0 | 0 | 0 | 0
|  | Subsystem, Aspirated Shield Triple, Heated, Split | 1 | CD05800010 | 0 | 0 | 0 | 0 | 0 | 0 | 0 | 0 | 0 | 0 | 0 | 0 | 0
|  | Subsystem, Aspirated Shield Triple, Non-Heated, Combined | 1 | CD05800020 | 15 | 0 | 0 | 1 | 1 | 0 | 0 | 0 | 1 | 1 | 0 | 0 | 0
|  | Subsystem, Aspirated Shield Triple, Heated, Combined | 1 | CD05800030 | 38 | 1 | 1 | 0 | 0 | 1 | 1 | 1 | 0 | 0 | 1 | 1 | 1
|  | Subsystem, Aspirated Shield Triple, Extreme Heated, Split | 4 | CD05800040 | 0 | 0 | 0 | 0 | 0 | 0 | 0 | 0 | 0 | 0 | 0 | 0 | 0
|  | Subsystem, Aspirated Shield Triple, Extreme Heated, Combined | 4 | CD05800050 | 7 | 0 | 0 | 0 | 0 | 0 | 0 | 0 | 0 | 0 | 0 | 0 | 0
| Southwest Radiation | Subsystem, South West Radiation, Split or Non-Heated Combined, Right | 2 | CD05920000 | 11 | 0 | 0 | 0 | 1 | 0 | 0 | 0 | 1 | 1 | 0 | 0 | 0
|  | Subsystem, South West Radiation, Heated, Combined, Right | 2 | CD05920010 | 36 | 1 | 1 | 0 | 0 | 1 | 1 | 1 | 0 | 0 | 0 | 1 | 1
|  | Subsystem, South West Radiation, Split or Non-Heated Combined, Left | 2 | CD05920020 | 2 | 0 | 0 | 1 | 0 | 0 | 0 | 0 | 0 | 0 | 0 | 0 | 0
|  | Subsystem, South West Radiation, Heated, Combined, Left | 2 | CD05920030 | 5 | 0 | 0 | 0 | 0 | 0 | 0 | 0 | 0 | 0 | 1 | 0 | 0
Delta (Proposed Minus Current) | Subsystem Type | Subsystem | Design Phase | Subsystem Agile PN | Delta for all 60 Sites | D10 | D10 | D03 | D03 | D01 | D02 | D11 | D04 | D08 | D07 | D06 | D09 | Delta for these 12 sites
[6 empty] | STER | CPER | JERC | DSNY | HARV | SCBI | OAES | LAJA | TALL | MLBS | KONZ | WOOD
| Booms Tower - Top Pivot | Subsystem, Tower Boom, Top, Left Pivot | 1 | CD08710000 | -16 | 0 | 0 | -1 | -1 | 0 | 0 | -1 | -1 | 0 | -1 | 0 | 0 | -5
|  | Subsystem, Tower Boom, Top, Right Pivot | 1 | CD08710010 | -8 | -1 | -1 | 0 | 0 | -1 | -1 | 0 | 0 | -1 | 0 | -1 | -1 | -7
|  | Subsystem, Tower Boom, Top, Right Pivot, Extreme | 4 | CD08710030 | -2 | 0 | 0 | 0 | 0 | 0 | 0 | 0 | 0 | 0 | 0 | 0 | 0 | 0
|  | Subsystem, Tower Boom, Top, Right Pivot, Wind River | 4 | CD08710050 | -1 | 0 | 0 | 0 | 0 | 0 | 0 | 0 | 0 | 0 | 0 | 0 | 0 | 0
| Aspirated Air Temperature Triple | Subsystem, Aspirated Shield Triple, Non-Heated, Split | 1 | CD05800000 | -8 | 0 | 0 | -1 | -1 | 0 | 0 | 0 | -1 | -1 | 0 | 0 | 0 | -4
|  | Subsystem, Aspirated Shield Triple, Heated, Split | 1 | CD05800010 | -17 | -1 | -1 | 0 | 0 | -1 | -1 | -1 | 0 | 0 | -1 | -1 | -1 | -8
|  | Subsystem, Aspirated Shield Triple, Non-Heated, Combined | 1 | CD05800020 | 10 | 0 | 0 | 1 | 1 | 0 | 0 | 0 | 1 | 1 | 0 | 0 | 0 | 4
|  | Subsystem, Aspirated Shield Triple, Heated, Combined | 1 | CD05800030 | 21 | 1 | 1 | 0 | 0 | 1 | 1 | 1 | 0 | 0 | 1 | 1 | 1 | 8
|  | Subsystem, Aspirated Shield Triple, Extreme Heated, Split | 4 | CD05800040 | -2 | 0 | 0 | 0 | 0 | 0 | 0 | 0 | 0 | 0 | 0 | 0 | 0 | 0
|  | Subsystem, Aspirated Shield Triple, Extreme Heated, Combined | 4 | CD05800050 | 2 | 0 | 0 | 0 | 0 | 0 | 0 | 0 | 0 | 0 | 0 | 0 | 0 | 0
| Southwest Radiation | Subsystem, South West Radiation, Split or Non-Heated Combined, Right | 2 | CD05920000 | -16 | -1 | -1 | 0 | 0 | -1 | -1 | -1 | 0 | 0 | 0 | -1 | -1 | -7
|  | Subsystem, South West Radiation, Heated, Combined, Right | 2 | CD05920010 | 20 | 1 | 1 | 0 | 0 | 1 | 1 | 1 | 0 | 0 | 0 | 1 | 1 | 7
|  | Subsystem, South West Radiation, Split or Non-Heated Combined, Left | 2 | CD05920020 | -3 | 0 | 0 | 0 | 0 | 0 | 0 | 0 | 0 | 0 | -1 | 0 | 0 | -1
|  | Subsystem, South West Radiation, Heated, Combined, Left | 2 | CD05920030 | -1 | 0 | 0 | 0 | 0 | 0 | 0 | 0 | 0 | 0 | 1 | 0 | 0 | 1

## TIS Architecture
TIS | Subsystem Group | Subsystem Level 1 | Subsystem Type | Subsystem Type Variation | Components
| Civil Infrastructure | Tower | Tower Cattle Fence | Tower Cattle Fence | Mechanical Infrastructure
|  |  | Tower Guy Anchors | Tower Guy Anchors | Mechanical Infrastructure | Grounding Infrastructure
|  |  | Tower Base Pivot Section | Tower Base Pivot Section | Mechanical Infrastructure | Grounding Infrastructure
|  |  | Tower Base Section, Standard | Tower Base Section, Standard | Mechanical Infrastructure | Grounding Infrastructure
|  |  | Tower Base Section, Heavy | Tower Base Section, Heavy | Mechanical Infrastructure | Grounding Infrastructure
|  |  | Tower Base Section, Extreme Heavy | Tower Base Section, Extreme Heavy | Mechanical Infrastructure | Grounding Infrastructure
|  |  | Tower Mid Section, Standard | Tower Mid Section, Standard | Mechanical Infrastructure | Grounding Infrastructure
|  |  | Tower Mid Section, Heavy | Tower Mid Section, Heavy | Mechanical Infrastructure | Grounding Infrastructure
|  |  | Tower Mid Section, Extreme Heavy | Tower Mid Section, Extreme Heavy | Mechanical Infrastructure | Grounding Infrastructure
|  |  | Tower Top Section | Tower Top Section | Mechanical Infrastructure | Grounding Infrastructure | Lightning Protection System
|  |  | FAA Lighting System | FAA Lighting System | Mechanical Infrastructure | Electrical Infrastructure | Grounding Infrastructure
|  | Hut | Hut Structure | Hut Structure | Mechanical Infrastructure | Electrical Infrastructure | Grounding Infrastructure
|  |  | HVAC | HVAC | Mechanical Infrastructure | Electrical Infrastructure | Grounding Infrastructure
|  |  | Exhaust Fan | Exhaust Fan | Mechanical Infrastructure | Electrical Infrastructure | Grounding Infrastructure
|  | Site | Boardwalk | Boardwalk | Mechanical Infrastructure | Gas Delivery Infrastructure
|  |  | Utility Pedestal | Utility Pedestal | Mechanical Infrastructure | Electrical Infrastructure | Grounding Infrastructure
|  |  | Conduit, Conductors, and Fiber | Conduit, Conductors, and Fiber | Mechanical Infrastructure | Electrical Infrastructure | Communications Infrastructure
|  |  | Improved Path | Improved Path | Mechanical Infrastructure
|  |  | Cattle Fence, Soil PDS (Arbors and Soil Plot) | Cattle Fence, Soil PDS (Arbors and Soil Plot) | Mechanical Infrastructure
|  | DFIR | Double Fence | Double Fence | Mechanical Infrastructure
|  |  | Altar Foundation | Altar Foundation | Mechanical Infrastructure
|  |  | Cattle Fence, PDS | Cattle Fence, PDS | Mechanical Infrastructure
|  |  | Cattle Fence, Sensor | Cattle Fence, Sensor | Mechanical Infrastructure
| Power Distribution System (PDS) | Hut | PDS, Hut |  | Racks | UPS | PDU | Electrical Panels | Electrical Infrastructure | Grounding Infrastructure | Surge Protectors
|  | Tower | PDS, Tower, Base | Base, Pass Through Above, Unheated | Power Box Enclosure | Power Box Internals | Comm Box Enclosure | Comm Box Internals | Mechanical Infrastructure | Electrical Infrastructure | Grounding Infrastructure
|  |  |  | Base, Pass Through Above, Heated | Power Box Enclosure | Power Box Internals | Comm Box Enclosure | Comm Box Internals | Mechanical Infrastructure | Electrical Infrastructure | Grounding Infrastructure
|  |  |  | Base, Pass Through Above, Heated, Wind River | Power Box Enclosure | Power Box Internals | Comm Box Enclosure | Comm Box Internals | Mechanical Infrastructure | Electrical Infrastructure | Grounding Infrastructure
|  |  |  | Base, Measurement Level Above, Unheated | Power Box Enclosure | Power Box Internals | Comm Box Enclosure | Comm Box Internals | Mechanical Infrastructure | Electrical Infrastructure | Grounding Infrastructure
|  |  |  | Base, Measurement Level Above, Heated | Power Box Enclosure | Power Box Internals | Comm Box Enclosure | Comm Box Internals | Mechanical Infrastructure | Electrical Infrastructure | Grounding Infrastructure
|  |  | PDS, Tower, Measurement Levels | Measurement Level, Unheated | Power Box Enclosure | Power Box Internals | Comm Box Enclosure | Comm Box Internals | Mechanical Infrastructure | Electrical Infrastructure | Grounding Infrastructure
|  |  |  | Measurement Level, Heated | Power Box Enclosure | Power Box Internals | Comm Box Enclosure | Comm Box Internals | Mechanical Infrastructure | Electrical Infrastructure | Grounding Infrastructure
|  |  |  | Measurement Level, Heated, Wind River | Power Box Enclosure | Power Box Internals | Comm Box Enclosure | Comm Box Internals | Mechanical Infrastructure | Electrical Infrastructure | Grounding Infrastructure
|  |  |  | Passthrough | Power Box Enclosure | Power Box Internals |  |  | Mechanical Infrastructure | Electrical Infrastructure | Grounding Infrastructure
|  |  |  | Passthrough, Wind River | Power Box Enclosure | Power Box Internals |  |  | Mechanical Infrastructure | Electrical Infrastructure | Grounding Infrastructure
|  |  | PDS, Tower, Tower Top | Top Deck and Under Deck, Unheated | Power Box Enclosure | Power Box Internals | Comm Box Enclosure | Comm Box Internals | Mechanical Infrastructure | Electrical Infrastructure | Grounding Infrastructure
|  |  |  | Top Deck and Under Deck, Heated | Power Box Enclosure | Power Box Internals | Comm Box Enclosure | Comm Box Internals | Mechanical Infrastructure | Electrical Infrastructure | Grounding Infrastructure
|  |  |  | Top Deck and Under Deck, Heated, Wind River | Power Box Enclosure | Power Box Internals | Comm Box Enclosure | Comm Box Internals | Mechanical Infrastructure | Electrical Infrastructure | Grounding Infrastructure
|  | Soil | PDS - Soil Device Post | Device Post | Power Box Enclosure | Power Box Internals | Fiber Box |  | Mechanical Infrastructure | Electrical Infrastructure | Grounding Infrastructure
|  |  |  | Device Post, Extreme | Power Box Enclosure | Power Box Internals | Fiber Box |  | Mechanical Infrastructure | Electrical Infrastructure | Grounding Infrastructure
|  |  | PDS- Soil Populated Arbors | Populated Arbors |  |  | Comm Box Enclosure | Comm Box Internals | Mechanical Infrastructure | Electrical Infrastructure | Grounding Infrastructure
|  |  |  | Populated Arbors, Extreme |  |  | Comm Box Enclosure | Comm Box Internals | Mechanical Infrastructure | Electrical Infrastructure | Grounding Infrastructure
|  | DFIR | PDS - DFIR Device Post | Field Device Post, Non-Heated | Power Box Enclosure | Power Box Internals | Comm Box Enclosure | Comm Box Internals | Mechanical Infrastructure | Electrical Infrastructure | Grounding Infrastructure
|  |  |  | Field Device Post, Heated | Power Box Enclosure | Power Box Internals | Comm Box Enclosure | Comm Box Internals | Mechanical Infrastructure | Electrical Infrastructure | Grounding Infrastructure
|  |  | PDS - DFIR, Non-Hut Supported | Non-Hut Supported, Non-Heated | Portal Enclosure | Portal Internals |  | Mechanical Infrastructure | Electrical Infrastructure | Grounding Infrastructure | Communications Infrastructure
|  |  |  | Non-Hut Supported, Heated | Portal Enclosure | Portal Internals |  | Mechanical Infrastructure | Electrical Infrastructure | Grounding Infrastructure | Communications Infrastructure
| Data Acquisition System (DAS) | Hut | DAS, Hut | Instrument Racks | Mechanical Infrastructure | Grounding Infrastructure
|  |  |  | Location Controller | Server | Mechanical Infrastructure | Electrical Infrastructure | Communications Infrastructure
|  |  |  | Network | Optical Patch Panel | Ethernet Switch | Router | Mechanical Infrastructure | Electrical Infrastructure | Communications Infrastructure
|  |  |  | Telephony | IP Phone | Mechanical Infrastructure | Communications Infrastructure
|  |  |  | Human Interface | KVM Switch | Mechanical Infrastructure | Electrical Infrastructure
|  |  |  | Timing | Antenna | Mechanical Infrastructure | Electrical Infrastructure | Communications Infrastructure
|  |  |  | External Infrastructure | Mechanical Infrastructure
|  |  |  | Exterior Camera | Camera Sensor | Mechanical Infrastructure | Electrical Infrastructure | Communications Infrastructure
|  |  |  | Fiber / Rack interconnect | Hut Rack PoE Assembly | Communications Infrastructure | Mechanical Infrastructure
|  | Intra-Site Interconnects | Tower | Fiber Interconnects | Mechanical Infrastructure | Communications Infrastructure
|  |  | Soil | Fiber Interconnects | Mechanical Infrastructure | Communications Infrastructure
|  |  | DFIR | Fiber Interconnects | Mechanical Infrastructure | Communications Infrastructure
| Sensor Infrastructure | Booms, Tower | Booms, Tower, Level 1 Arbor | ML1 Long Arbor | Mechanical System | Grounding Infrastructure
|  |  |  | ML1 Short Arbor | Mechanical System | Grounding Infrastructure
|  |  | Booms, Tower, Profile | Profile | Mechanical Infrastructure | Grounding Infrastructure
|  |  |  | Profile, Wind River | Mechanical Infrastructure | Grounding Infrastructure
|  |  | Booms, Tower, Top Pivot | Tower Top, Left Pivot | Mechanical Infrastructure | Grounding Infrastructure
|  |  |  | Tower Top, Right Pivot | Mechanical Infrastructure | Grounding Infrastructure
|  |  |  | Tower Top, Left Pivot, Extreme | Mechanical Infrastructure | Grounding Infrastructure
|  |  |  | Tower Top, Right Pivot, Extreme | Mechanical Infrastructure | Grounding Infrastructure
|  |  |  | Tower Top, Left Pivot, Wind River | Mechanical Infrastructure | Grounding Infrastructure
|  |  |  | Tower Top, Right Pivot, Wind River | Mechanical Infrastructure | Grounding Infrastructure
|  |  | Booms, Tower, Top Pivot, EC-TE | Tower Top, Left Pivot, EC-TE | Mechanical Infrastructure | Grounding Infrastructure
|  |  |  | Tower Top, Right Pivot, EC-TE | Mechanical Infrastructure | Grounding Infrastructure
|  |  |  | Tower Top, Left Pivot, EC-TE, Extreme | Mechanical Infrastructure | Grounding Infrastructure
|  |  |  | Tower Top, Right Pivot, EC-TE, Extreme | Mechanical Infrastructure | Grounding Infrastructure
|  |  |  | Tower Top, Left Pivot, EC-TE, Wind River | Mechanical Infrastructure | Grounding Infrastructure
|  |  |  | Tower Top, Right Pivot, EC-TE, Wind River | Mechanical Infrastructure | Grounding Infrastructure
|  | Booms, Soil |  | Radiation Arbor, Plots 1/5 | Mechanical System | Grounding Infrastructure
|  |  |  | Radiation Arbor, Plots 1/5, Extreme | Mechanical System | Grounding Infrastructure
|  |  |  | Radiation Arbor, Plot 3 | Mechanical System | Grounding Infrastructure
|  |  |  | Radiation Arbor, Plot 3, Extreme | Mechanical System | Grounding Infrastructure
|  | Tower Top Environmental Enclosure |  | Base | Enclosure | HVAC | Mechanical Infrastructure | Electrical Infrastructure | Grounding Infrastructure | Communications Infrastructure
|  |  |  | Particulate | Enclosure | HVAC | Mechanical Infrastructure | Electrical Infrastructure | Grounding Infrastructure | Communications Infrastructure
|  |  |  | Base, Wind River | Enclosure | HVAC | Mechanical Infrastructure | Electrical Infrastructure | Grounding Infrastructure | Communications Infrastructure
| Sensor Systems | Tower | Barometric Pressure | Barometric Pressure, Standard | Barometric Pressure Sensor | Grape 24VDC | Mechanical Infrastructure | Electrical Infrastructure | Grounding Infrastructure | Communications Infrastructure
|  |  |  | Barometric Pressure, Heavy/Extreme | Barometric Pressure Sensor | Grape 24VDC | Mechanical Infrastructure | Electrical Infrastructure | Grounding Infrastructure | Communications Infrastructure
|  |  |  | Barometric Pressure, Wind River | Barometric Pressure Sensor | Grape 24VDC | Mechanical Infrastructure | Electrical Infrastructure | Grounding Infrastructure | Communications Infrastructure
|  |  | Mid-Level Radiation | Mid-Level Radiation, Upper, Split | PAR Sensor | Grape 24VDC | Mechanical Infrastructure | Electrical Infrastructure | Grounding Infrastructure | Communications Infrastructure
|  |  |  | Mid-Level Radiation, Upper, Combined | PAR Sensor | Grape 24VDC | Mechanical Infrastructure | Electrical Infrastructure | Grounding Infrastructure | Communications Infrastructure
|  |  |  | Mid-Level Radiation, Lower, Split | PAR Sensor | Biological IR Radiation Sensor | Grape 24VDC | Mechanical Infrastructure | Electrical Infrastructure | Grounding Infrastructure | Communications Infrastructure
|  |  |  | Mid-Level Radiation, Lower, Combined | PAR Sensor | Biological IR Radiation Sensor | Grape 24VDC | Mechanical Infrastructure | Electrical Infrastructure | Grounding Infrastructure | Communications Infrastructure
|  |  |  | Mid-Level Radiation, Level 1 | PAR Sensor | Biological IR Radiation Sensor | Grape 24VDC | Mechanical Infrastructure | Electrical Infrastructure | Grounding Infrastructure | Communications Infrastructure
|  |  | Aspirated Air Temperature Single | Aspirated Shield Single, Non-Heated, Split | PRT Sensor | Aspirated Shield | Grape 24VDC | Mechanical Infrastructure | Electrical Infrastructure | Grounding Infrastructure | Communications Infrastructure
|  |  |  | Aspirated Shield Single, Heated, Split | PRT Sensor | Aspirated Shield | Grape 24VDC | Mechanical Infrastructure | Electrical Infrastructure | Grounding Infrastructure | Communications Infrastructure
|  |  |  | Aspirated Shield Single, Non-Heated, Combined | PRT Sensor | Aspirated Shield | Grape 24VDC | Mechanical Infrastructure | Electrical Infrastructure | Grounding Infrastructure | Communications Infrastructure
|  |  |  | Aspirated Shield Single, Heated, Combined | PRT Sensor | Aspirated Shield | Grape 24VDC | Mechanical Infrastructure | Electrical Infrastructure | Grounding Infrastructure | Communications Infrastructure
|  |  |  | Aspirated Shield Single, Non-Heated, Split, Level 1 | PRT Sensor | Aspirated Shield | Grape 24VDC | Mechanical Infrastructure | Electrical Infrastructure | Grounding Infrastructure | Communications Infrastructure
|  |  |  | Aspirated Shield Single, Heated, Split, Level 1 | PRT Sensor | Aspirated Shield | Grape 24VDC | Mechanical Infrastructure | Electrical Infrastructure | Grounding Infrastructure | Communications Infrastructure
|  |  |  | Aspirated Shield Single, Non-Heated, Combined, Level 1 | PRT Sensor | Aspirated Shield | Grape 24VDC | Mechanical Infrastructure | Electrical Infrastructure | Grounding Infrastructure | Communications Infrastructure
|  |  |  | Aspirated Shield Single, Heated, Combined, Level 1 | PRT Sensor | Aspirated Shield | Grape 24VDC | Mechanical Infrastructure | Electrical Infrastructure | Grounding Infrastructure | Communications Infrastructure
|  |  |  | Aspirated Shield Single, Extreme Heated, Split | PRT Sensor | Aspirated Shield | Grape 24VDC | Mechanical Infrastructure | Electrical Infrastructure | Grounding Infrastructure | Communications Infrastructure
|  |  |  | Aspirated Shield Single, Extreme Heated, Combined | PRT Sensor | Aspirated Shield | Grape 24VDC | Mechanical Infrastructure | Electrical Infrastructure | Grounding Infrastructure | Communications Infrastructure
|  |  |  | Aspirated Shield Single, Extreme Heated, Split, Level 1 | PRT Sensor | Aspirated Shield | Grape 24VDC | Mechanical Infrastructure | Electrical Infrastructure | Grounding Infrastructure | Communications Infrastructure
|  |  |  | Aspirated Shield Single, Extreme Heated, Combined, Level 1 | PRT Sensor | Aspirated Shield | Grape 24VDC | Mechanical Infrastructure | Electrical Infrastructure | Grounding Infrastructure | Communications Infrastructure
|  |  | Aspirated Air Temperature Triple | Aspirated Shield Triple, Non-Heated, Split | PRT Sensor | Aspirated Shield | Grape 24VDC | Mechanical Infrastructure | Electrical Infrastructure | Grounding Infrastructure | Communications Infrastructure
|  |  |  | Aspirated Shield Triple, Heated, Split | PRT Sensor | Aspirated Shield | Grape 24VDC | Mechanical Infrastructure | Electrical Infrastructure | Grounding Infrastructure | Communications Infrastructure
|  |  |  | Aspirated Shield Triple, Non-Heated Combined | PRT Sensor | Aspirated Shield | Grape 24VDC | Mechanical Infrastructure | Electrical Infrastructure | Grounding Infrastructure | Communications Infrastructure
|  |  |  | Aspirated Shield Triple, Heated Combined | PRT Sensor | Aspirated Shield | Grape 24VDC | Mechanical Infrastructure | Electrical Infrastructure | Grounding Infrastructure | Communications Infrastructure
|  |  |  | Aspirated Shield Triple, Extreme Heated, Split | PRT Sensor | Aspirated Shield | Grape 24VDC | Mechanical Infrastructure | Electrical Infrastructure | Grounding Infrastructure | Communications Infrastructure
|  |  |  | Aspirated Shield Triple, Extreme Heated Combined | PRT Sensor | Aspirated Shield | Grape 24VDC | Mechanical Infrastructure | Electrical Infrastructure | Grounding Infrastructure | Communications Infrastructure
|  |  | 2D Wind | 2D Wind, Non-Heated, Boom Mount | 2D Sonic Sensor | Grape 24VDC | Mechanical Infrastructure | Electrical Infrastructure | Grounding Infrastructure | Communications Infrastructure
|  |  |  | 2D Wind, Heated, Boom Mount | 2D Sonic Sensor | Grape 24VDC | Mechanical Infrastructure | Electrical Infrastructure | Grounding Infrastructure | Communications Infrastructure
|  |  |  | 2D Wind, Non-Heated, Level 1 | 2D Sonic Sensor | Grape 24VDC | Mechanical Infrastructure | Electrical Infrastructure | Grounding Infrastructure | Communications Infrastructure
|  |  |  | 2D Wind, Heated, Level 1, Standard | 2D Sonic Sensor | Grape 24VDC | Mechanical Infrastructure | Electrical Infrastructure | Grounding Infrastructure | Communications Infrastructure
|  |  |  | 2D Wind, Heated, Level 1, Heavy/Extreme | 2D Sonic Sensor | Grape 24VDC | Mechanical Infrastructure | Electrical Infrastructure | Grounding Infrastructure | Communications Infrastructure
|  |  |  | 2D Wind, Extreme Heated, Boom Mount | 2D Sonic Sensor | Grape 24VDC | Mechanical Infrastructure | Electrical Infrastructure | Grounding Infrastructure | Communications Infrastructure
|  |  |  | 2D Wind, Extreme Heated, Level 1, Standard | 2D Sonic Sensor | Grape 24VDC | Mechanical Infrastructure | Electrical Infrastructure | Grounding Infrastructure | Communications Infrastructure
|  |  |  | 2D Wind, Extreme Heated, Level 1, Heavy/Extreme | 2D Sonic Sensor | Grape 24VDC | Mechanical Infrastructure | Electrical Infrastructure | Grounding Infrastructure | Communications Infrastructure
|  |  | Secondary Precipitation | Secondary Precipitation, Non-Heated | Secondary Precipitation Sensor | Grape 24VDC | Mechanical Infrastructure | Electrical Infrastructure | Grounding Infrastructure | Communications Infrastructure
|  |  |  | Secondary Precipitation, Heated | Secondary Precipitation Sensor | Grape 24VDC | Mechanical Infrastructure | Electrical Infrastructure | Grounding Infrastructure | Communications Infrastructure
|  |  | SE Radiation | South East Radiation, Core | Primary Shortwave Radiation Sensor | Direct / Diffuse Shortwave Radiation Sensor | Grape 12VDC | Mechanical Infrastructure | Electrical Infrastructure | Grounding Infrastructure | Communications Infrastructure
|  |  |  | South East Radiation, Core, Wind River | Primary Shortwave Radiation Sensor | Direct / Diffuse Shortwave Radiation Sensor | Grape 12VDC | Mechanical Infrastructure | Electrical Infrastructure | Grounding Infrastructure | Communications Infrastructure
|  |  |  | South East Radiation, Single | Direct / Diffuse Shortwave Radiation Sensor |  | Grape 12VDC | Mechanical Infrastructure | Electrical Infrastructure | Grounding Infrastructure | Communications Infrastructure
|  |  | SW Radiation | South West Radiation, Split or Non-Heated Combined, Right | Net Radiation Sensor | PAR Sensor | Grape 12VDC | Mechanical Infrastructure | Electrical Infrastructure | Grounding Infrastructure | Communications Infrastructure
|  |  |  | South West Radiation, Heated, Combined, Right | Net Radiation Sensor | PAR Sensor | Grape 12VDC | Mechanical Infrastructure | Electrical Infrastructure | Grounding Infrastructure | Communications Infrastructure
|  |  |  | South West Radiation, Split or Non-Heated Combined, Left | Net Radiation Sensor | PAR Sensor | Grape 12VDC | Mechanical Infrastructure | Electrical Infrastructure | Grounding Infrastructure | Communications Infrastructure
|  |  |  | South West Radiation, Heated, Combined, Left | Net Radiation Sensor | PAR Sensor | Grape 12VDC | Mechanical Infrastructure | Electrical Infrastructure | Grounding Infrastructure | Communications Infrastructure
|  |  | Spectral Photometer | Spectral Photometer, Corner Mount Universal | Spectral Photometer Sensor | Grape 12VDC OZ | Mechanical Infrastructure | Electrical Infrastructure | Grounding Infrastructure | Communications Infrastructure
|  |  |  | Spectral Photometer, Extreme Heated, Corner Mount Universal | Spectral Photometer Sensor | Grape 12VDC OZ | Mechanical Infrastructure | Electrical Infrastructure | Grounding Infrastructure | Communications Infrastructure
|  |  |  | Spectral Photometer, Corner Mount Universal, Wind River | Spectral Photometer Sensor | Grape 12VDC OZ | Mechanical Infrastructure | Electrical Infrastructure | Grounding Infrastructure | Communications Infrastructure
|  |  | Humidity | Tower Humidity Sensor, with grape | Humidity Sensor | Grape 24VDC | Mechanical Infrastructure | Electrical Infrastructure | Grounding Infrastructure | Communications Infrastructure
|  |  |  | Tower Humidity Sensor, without grape | Humidity Sensor |  | Mechanical Infrastructure | Electrical Infrastructure | Grounding Infrastructure | Communications Infrastructure
|  |  |  | Tower Humidity Sensor, with grape, Wind River | Humidity Sensor | Grape 24VDC | Mechanical Infrastructure | Electrical Infrastructure | Grounding Infrastructure | Communications Infrastructure
|  |  | Phenology Camera | Phenology Camera | Camera Sensor |  | Mechanical Infrastructure | Electrical Infrastructure | Grounding Infrastructure | Communications Infrastructure
|  |  |  | Phenology Camera, Wind River | Camera Sensor |  | Mechanical Infrastructure | Electrical Infrastructure | Grounding Infrastructure | Communications Infrastructure
|  |  | Snow Depth Camera | Snow Depth Camera | Camera Sensor |  | Staff Gauge | Mechanical Infrastructure | Electrical Infrastructure | Grounding Infrastructure | Communications Infrastructure
|  |  |  | Snow Depth Camera, Wind River | Camera Sensor |  | Staff Gauge | Mechanical Infrastructure | Electrical Infrastructure | Grounding Infrastructure | Communications Infrastructure
|  |  | Particulate Analyzer - Mass | Particulate Analyzer - Mass | Particulate Mass Analyzer Sensor | Filter assembly | Grape 24VDC | Mechanical Infrastructure | Electrical Infrastructure | Grounding Infrastructure | Communications Infrastructure
|  |  | Particulate Analyzer - Size | Particulate Analyzer - Size | Particulate Size Analyzer Sensor | Pump Infrastructure | Mechanical Infrastructure | Flow Control Infrastructure | Electrical Infrastructure | Grounding Infrastructure | Communications Infrastructure
|  |  | Eddy Covariance Turbulent Exchange | Turbulent Exchange, 3D Wind, Non-Heated | 3D Sonic Sensor | 3 Axis Accelerometer | Grape 12VDC | Mechanical Infrastructure | Electrical Infrastructure | Grounding Infrastructure | Communications Infrastructure
|  |  |  | Turbulent Exchange, 3D Wind, Heated | 3D Sonic Sensor | 3 Axis Accelerometer | Grape 12VDC | Mechanical Infrastructure | Electrical Infrastructure | Grounding Infrastructure | Communications Infrastructure
|  |  |  | Turbulent Exchange, 3D Wind, Heated, Wind River | 3D Sonic Sensor | 3 Axis Accelerometer | Grape 12VDC | Mechanical Infrastructure | Electrical Infrastructure | Grounding Infrastructure | Communications Infrastructure
|  |  |  | Turbulent Exchange, IRGA, Standard, Right | IRGA Sensor | Grape Catawba | Pump Infrastructure | Mechanical Infrastructure | Electrical Infrastructure | Grounding Infrastructure | Communications Infrastructure
|  |  |  | Turbulent Exchange, IRGA, Standard, Left | IRGA Sensor | Grape Catawba | Pump Infrastructure | Mechanical Infrastructure | Electrical Infrastructure | Grounding Infrastructure | Communications Infrastructure
|  |  |  | Turbulent Exchange, IRGA, Extreme, Right | IRGA Sensor | Grape Catawba | Pump Infrastructure | Mechanical Infrastructure | Electrical Infrastructure | Grounding Infrastructure | Communications Infrastructure
|  |  |  | Turbulent Exchange, IRGA, Extreme, Left | IRGA Sensor | Grape Catawba | Pump Infrastructure | Mechanical Infrastructure | Electrical Infrastructure | Grounding Infrastructure | Communications Infrastructure
|  |  |  | Turbulent Exchange, IRGA, Standard, Left, Wind River | IRGA Sensor | Grape Catawba | Pump Infrastructure | Mechanical Infrastructure | Electrical Infrastructure | Grounding Infrastructure | Communications Infrastructure
|  |  | Eddy Covariance Storage Exchange | Storage Exchange, Gas Inlet, Tower Boom, ML1, Non-Heated, No 42 | Inlet (Size 0.042) |  |  | Mechanical Infrastructure |  | Grounding Infrastructure
|  |  |  | Storage Exchange, Gas Inlet, Tower Boom, ML1, Heated, No 42 | Inlet (Size 0.042) |  |  | Mechanical Infrastructure |  | Grounding Infrastructure
|  |  |  | Storage Exchange, Gas Inlet, Tower Boom, ML1, Heated, Shared Power, No 42 | Inlet (Size 0.042) |  |  | Mechanical Infrastructure |  | Grounding Infrastructure
|  |  |  | Storage Exchange, Gas Inlet, Tower Boom, Profile, Non-Heated, No 42 | Inlet (Size 0.042) |  |  | Mechanical Infrastructure |  | Grounding Infrastructure
|  |  |  | Storage Exchange, Gas Inlet, Tower Boom, Profile, Heated, No 42 | Inlet (Size 0.042) |  |  | Mechanical Infrastructure |  | Grounding Infrastructure
|  |  |  | Storage Exchange, Gas Inlet, Tower Boom, Tower Top, Non-Heated, No 42 | Inlet (Size 0.042) |  |  | Mechanical Infrastructure |  | Grounding Infrastructure
|  |  |  | Storage Exchange, Gas Inlet, Tower Boom, Tower Top, Heated, No 42 | Inlet (Size 0.042) |  |  | Mechanical Infrastructure |  | Grounding Infrastructure
|  |  |  | Storage Exchange, Transducer Box, Standard Tower Section | Pressure transducer | Mechanical Infrastructure | Electrical Infrastructure | Grounding Infrastructure | Communications Infrastructure
|  |  |  | Storage Exchange, Transducer Box, Heavy/Extreme Tower Section | Pressure transducer | Mechanical Infrastructure | Electrical Infrastructure | Grounding Infrastructure | Communications Infrastructure
|  |  |  | Storage Exchange, Transducer Box, Tower Top Rail | Pressure transducer | Mechanical Infrastructure | Electrical Infrastructure | Grounding Infrastructure | Communications Infrastructure
|  |  |  | Storage Exchange, Transducer Box, 2in Rail, Wind River | Pressure transducer | Mechanical Infrastructure | Electrical Infrastructure | Grounding Infrastructure | Communications Infrastructure
|  |  |  | Storage Exchange, Transducer Box, 2.5in Rail, Wind River | Pressure transducer | Mechanical Infrastructure | Electrical Infrastructure | Grounding Infrastructure | Communications Infrastructure
|  |  |  | Storage Exchange, Transducer Box, Tower Top Rail, Wind River | Pressure transducer | Mechanical Infrastructure | Electrical Infrastructure | Grounding Infrastructure | Communications Infrastructure
|  |  |  | Storage Exchange, Grape, Standard Tower Section | Grape Catawba | Mechanical Infrastructure | Electrical Infrastructure | Grounding Infrastructure | Communications Infrastructure
|  |  |  | Storage Exchange, Grape, Heavy/Extreme Tower Section | Grape Catawba | Mechanical Infrastructure | Electrical Infrastructure | Grounding Infrastructure | Communications Infrastructure
|  |  |  | Storage Exchange, Grape, Tower Top Rail | Grape Catawba | Mechanical Infrastructure | Electrical Infrastructure | Grounding Infrastructure | Communications Infrastructure
|  |  |  | Storage Exchange, Grape, 2in Rail, Wind River | Grape Catawba | Mechanical Infrastructure | Electrical Infrastructure | Grounding Infrastructure | Communications Infrastructure
|  |  |  | Storage Exchange, Grape, 2.5in Rail, Wind River | Grape Catawba | Mechanical Infrastructure | Electrical Infrastructure | Grounding Infrastructure | Communications Infrastructure
|  |  |  | Storage Exchange, Grape, Tower Top Rail, Wind River | Grape Catawba | Mechanical Infrastructure | Electrical Infrastructure | Grounding Infrastructure | Communications Infrastructure
|  |  |  | Storage Exchange, Tower Base Junction Box | Mechanical Infrastructure
|  |  |  | Storage Exchange, Tower Base Junction Box, Wind River | Mechanical Infrastructure
|  |  |  | Storage Exchange, Gas Delivery, Hut to Tower | Gas Tubing | Mechanical Infrastructure
|  |  | Wet Deposition | Wet Deposition Collector | Wet Deposition Sensor | PRT Sensor | Collection Bottles | Grape 24VDC | Mechanical Infrastructure | Electrical Infrastructure | Grounding Infrastructure | Communications Infrastructure
|  |  |  | Wet Deposition Collector, Wind River | Wet Deposition Sensor | PRT Sensor | Collection Bottles | Grape 24VDC | Mechanical Infrastructure | Electrical Infrastructure | Grounding Infrastructure | Communications Infrastructure
|  | Soil | Radiation Quanta Line | Radiation Quantum Line Sensor | Quantum Line PAR Sensor | Grape 12VDC | Mechanical Infrastructure | Electrical Infrastructure | Grounding Infrastructure | Communications Infrastructure
|  |  | Radiation LW IR (Reflected) | Radiation LW IR | Longwave IR Radiation Sensor | Grape 12VDC | Mechanical Infrastructure | Electrical Infrastructure | Grounding Infrastructure | Communications Infrastructure
|  |  | Radiation IR Broadband - Biological Temperature | Radiation IR Broadband | Biological IR Radiation Sensor | Grape 12VDC | Mechanical Infrastructure | Electrical Infrastructure | Grounding Infrastructure | Communications Infrastructure
|  |  | Humidity | Humidity Sensor | Humidity Sensor | Grape 24VDC | Mechanical Infrastructure | Electrical Infrastructure | Grounding Infrastructure | Communications Infrastructure
|  |  | Heat Flux | Heat Flux | Heat Flux Sensor | Grape 12VDC | Mechanical Infrastructure | Electrical Infrastructure | Grounding Infrastructure | Communications Infrastructure
|  |  | Water Content Profile | Water Content Profile, Soil 2 Meter, 1 Sensor | Water Content Profile Sensor | Grape 12VDC | Mechanical Infrastructure | Electrical Infrastructure | Grounding Infrastructure | Communications Infrastructure
|  |  |  | Water Content Profile, Soil 2 Meter, 2 Sensors | Water Content Profile Sensor | Grape 12VDC | Mechanical Infrastructure | Electrical Infrastructure | Grounding Infrastructure | Communications Infrastructure
|  |  |  | Water Content Profile, Soil 2 Meter, 3 Sensors | Water Content Profile Sensor | Grape 12VDC | Mechanical Infrastructure | Electrical Infrastructure | Grounding Infrastructure | Communications Infrastructure
|  |  |  | Water Content Profile, Soil 2 Meter, 4 Sensors | Water Content Profile Sensor | Grape 12VDC | Mechanical Infrastructure | Electrical Infrastructure | Grounding Infrastructure | Communications Infrastructure
|  |  |  | Water Content Profile, Soil 2 Meter, 5 Sensors | Water Content Profile Sensor | Grape 12VDC | Mechanical Infrastructure | Electrical Infrastructure | Grounding Infrastructure | Communications Infrastructure
|  |  |  | Water Content Profile, Soil 2 Meter, 6 Sensors | Water Content Profile Sensor | Grape 12VDC | Mechanical Infrastructure | Electrical Infrastructure | Grounding Infrastructure | Communications Infrastructure
|  |  |  | Water Content Profile, Soil 3 Meter | Water Content Profile Sensor | Grape 12VDC | Mechanical Infrastructure | Electrical Infrastructure | Grounding Infrastructure | Communications Infrastructure
|  |  | Temperature Profile | Temperature Profile, 2 meter | PRT Sensor | Grape 24VDC | Mechanical Infrastructure | Electrical Infrastructure | Grounding Infrastructure | Communications Infrastructure
|  |  |  | Temperature Profile, 3 meter | PRT Sensor | Grape 24VDC | Mechanical Infrastructure | Electrical Infrastructure | Grounding Infrastructure | Communications Infrastructure
|  |  | Throughfall - Precipitation Tipping Bucket | Throughfall Precipitation | Secondary Precipitation Sensor | Grape 12VDC | Mechanical Infrastructure | Electrical Infrastructure | Grounding Infrastructure | Communications Infrastructure
|  |  | CO2 | CO2, Depth 2cm - 51cm | Soil CO2 sensor | Grape 24VDC | Mechanical Infrastructure | Electrical Infrastructure | Grounding Infrastructure | Communications Infrastructure
|  | Field | Primary Precipitation | Primary Precipiation, Field, Non-Heated | Primary Precipitation Sensor | Altar | Grape 12VDC | Mechanical Infrastructure | Electrical Infrastructure | Grounding Infrastructure | Communications Infrastructure
|  |  |  | Primary Precipiation, Field, Heated | Primary Precipitation Sensor | Altar | Grape 12VDC | Mechanical Infrastructure | Electrical Infrastructure | Grounding Infrastructure | Communications Infrastructure
|  | Hut | Eddy Covariance Storage Exchange | Storage Exchange, CO2 Analysis and Common Components | CO2 Analyzer | Gas Cylinder | PDU | Grape Catawba | Mechanical Infrastructure | Electrical Infrastructure | Grounding Infrastructure | Communications Infrastructure | Includes CO2 analyzer, gas bottles and manifold, mounting plate, CO2 ML manifold, Bulkhead plate (inside hut), grape plate and 2 grapes. PDUs, and temperature probes
|  |  |  | Storage Exchange, H2O Analysis | H2O Analyzer | Gas Cylinder | Grape Catawba | Mechanical Infrastructure | Electrical Infrastructure | Grounding Infrastructure | Communications Infrastructure |  | Includes H2O analyzer, H2O ML manifold, H2O Zero Air Grape and Zero Air bottle
|  |  |  | Storage Exchange, CO2 Measurement Level, Standard Altitude | Pump Infrastructure | Flow Control Infrastructure | Mechanical Infrastructure | Electrical Infrastructure | Grounding Infrastructure | Communications Infrastructure
|  |  |  | Storage Exchange, Pump Infrastructure Power Supply | Power Supply |  | Mechanical Infrastructure | Electrical Infrastructure | Grounding Infrastructure | Communications Infrastructure |  |  | 3 Pump Infrastructures per supply
|  |  |  | Storage Exchange, Grapes, Extra MLs | Grape Catawba |  | Mechanical Infrastructure | Electrical Infrastructure | Grounding Infrastructure | Communications Infrastructure |  |  | Additional grapes for towers > 4 MLs (not for H2O Zero Air)
|  |  | Eddy Covariance Turbulent Exchange | Turbulent Exchange, Gas Delivery, Hut to Tower | Gas Tubing | Mechanical Infrastructure
|  |  |  | Turbulent Exchange, Flow Control | Gas Cylinder | Grape Catawba | Mechanical Infrastructure | Electrical Infrastructure | Grounding Infrastructure | Communications Infrastructure
| Miscellaneous | Field |  | Security Camera | Mechanical Infrastructure | Electrical Infrastructure
Note on E167: Asa Akers: Provided by ??? and built to length at site by FDT

## TIS Site Config
1 | 2 | 3 | 4 | 5 | 6 | 7 | 8 | 9 | 10 | 11 | 12 | 13 | 14 | 15 | 16 | 17 | 18 | 19 | 20 | 21 | 22 | 23 | 24 | 25 | 26 | 27 | 28 | 29 | 30 | 31 | 32 | 33 | 34 | 35 | 36 | 37 | 38 | 39 | 40 | 41 | 42 | 43 | 44 | 45 | 46 | 47
Site Idenfier |  |  |  | Site Configuration |  |  |  |  | Tower configuration | [6 empty] | Tower Boom Configuration | [5 empty] | Tower Top Layout | [8 empty] | Tower Sensor Configuration | [6 empty] | Soil Array Configuration
Site | Domain | Site Status | Site Long Name | Core/Relocatable | Site Heating | Permafrost Site? | DFIR Hut Support | EC-SE Dehumidifier Site? | Tower Height (ft) | Tower Support Type | Num of Tower sections | Tower Section #1 Section Type | Tower Section #2 Section Type | Uppermost Heavy/Extreme Tower section | FAA Lights Required? | Num of MLs | Profile Boom Style | ML2 Tower section | ML3 Tower section | ML4 Tower Section | Tower Top Boom Style | Tower Top EC Boom | Tower Top Rad Boom | Tower Top Temp Boom | SE Rad Boom Face | CIMEL corner | Tipping Bucket Corner | NEMA face | Up/Down PAR direction |  | Particulate Site? | Wet Dep Site? | BGMS Site? | Gas Profile Vapor Site | Gas Profile Orifice Size | Gas Profile Pump Altitude Type | Extreme Heated Site but Standard Heat ATS/ATT? | Soil Throughfall per plot | Soil CO2 per plot | High Water Level Soil Plots Site | Soil CO2 type | Soil Plot count | Soil Temp site-specific config used? | Permafrost site? | PM Code | Cattle Fencing?
HARV | D01 | A-FY14 | Harvard Forest | Core | Heated | No | No Power, Yes Fiber | Yes | 127 | Guyed | 11 | Standard | Standard | 0 | No | 6 | Split | 2 | 5 | 7 | Combined | CB | BA | BA | D | y-AD | y-CD | C | Right |  | No | Yes | No | Yes | 42 | Standard |  | 5 | 3 | No | GMP343 | 5 | No | No | D01C | No
BART | D01 | A-FY14 | Bartlett Experimental Forest | Relocatable | Heated | No | N/A | No | 116 | Guyed | 10 | Standard | Standard | 0 | No | 6 | Combined | 1 | 5 | 6 | Combined | CB | BA | BA | D | y-AD | y-CD | C | Right |  | No | Yes | No | No | 42 | Standard |  | 4 | 3 | No | GMP343 | 5 | No | No | D01R1 | No
SCBI | D02 | A-FY14 | Smithsonian Conservation Biology Institute | Core | Heated | No | No Power, Yes Fiber | Yes | 171 | Guyed | 15 | Standard | Standard | 0 | No | 6 | Split | 2 | 5 | 9 | Combined | CB | BA | BA | D | y-AD | y-CD | C | Right |  | No | Yes | No | Yes | 42 | Standard |  | 5 | 3 | No | GMP343 | 5 | Yes | No | D02C | No
SERC | D02 | D-FY15-3 | Smithsonian Environmental Research Center | Relocatable | Heated | No | N/A | No | 204 | Guyed | 18 | Heavy | Heavy | 5 | L-864/L-865 | 6 | Combined | 2 | 5 | 9 | Combined | CB | BA | BA | D | y-AB | y-CD | C | Right |  | No | Yes | No | No | 42 | Standard |  | 4 | 3 | No | GMP343 | 5 | Yes | No | D02R1 | No
BLAN | D02 | 1-FY14 | Blandy Experimental Farm | Relocatable | Heated | No | N/A | No | 26 | Self Supporting | 2 | Standard | Standard | 2 | No | 4 | Combined | 1 | 2 | 3 | Combined | CB | BA | BA | D | AB | y-CD | C | Right |  | No | Yes | No | No | 42 | Standard |  | 4 | 3 | No | GMP343 | 5 | Yes | No | D02R2 | No
OSBS | D03 | 0-FY13 | Ordway-Swisher Biological Station | Core | Non-heated | No | No Power, Yes Fiber | Yes | 116 | Guyed | 10 | Standard | Standard | 0 | No | 6 | Combined | 1 | 3 | 5 | Combined | DA | AB | AB | C | y-AB | y-CD | D | Left |  | No | Yes | No | Yes | 42 | Standard |  | 5 | 3 | No | GMP343 | 5 | Yes | No | D03C | No
DSNY | D03 | 1-FY14 | Disney Wilderness Preserve | Relocatable | Non-heated | No | N/A | No | 26 | Self Supporting | 2 | Standard | Standard | 0 | No | 4 | Split | 1 | 2 | 3 | Combined | CD | BA | BA | A | y-AD | y-BC | C | Right |  | No | No | No | No | 42 | Standard |  | 4 | 3 | No | GMP343 | 5 | Yes | No | D03R1 | No
JERC | D03 | 1-FY14 | Jones Ecological Research Center | Relocatable | Non-heated | No | N/A | No | 138 | Guyed | 12 | Heavy | Heavy | 2 | No | 6 | Split | 2 | 5 | 7 | Combined | DA | AB | AB | C | AB | y-CD | D | Left |  | No | Yes | No | No | 42 | Standard |  | 5 | 3 | No | GMP343 | 5 | Yes | No | D03R2 | No
GUAN | D04 |  | Guanica Forest | Core | Non-heated | No | No Power, Yes Fiber | Yes | 72 | Guyed | 6 | Standard | Standard | 0 | No | 5 | Split | 2 | 3 | 4 | Combined | CD | BA | BA | A | y-AD | y-BC | C | Right |  | No | Yes | No | Yes | 42 | Standard |  | 5 | 3 | No | GMP343 | 5 | Yes | No | D04C | No
LAJA | D04 | B-FY15-1 | Lajas Experimental Station | Relocatable | Non-heated | No | N/A | No | 26 | Self Supporting | 2 | Standard | Standard | 0 | No | 4 | Split | 1 | 2 | 3 | Combined | CD | BA | BA | A | AD | y-BC | C | Right |  | No | No | No | No | 42 | Standard |  | 0 | 3 | No | GMP343 | 5 | Yes | No | D04R1 | Yes
UNDE | D05 | A-FY14 | UNDERC | Core | Heated | No | No Power, Yes Fiber | Yes | 127 | Guyed | 11 | Standard | Standard | 0 | No | 6 | Combined | 3 | 5 | 8 | Combined | CB | AB | AB | D | y-AB | y-CD | C | Left |  | No | Yes | No | Yes | 42 | Standard |  | 5 | 3 | No | GMP343 | 5 | No | No | D05C | No
STEI | D05 |  | Steigerwaldt Land Services | Relocatable | Heated | No | N/A | No | 70 | Self Supporting | 6 | Heavy | Heavy | 3 | No | 6 | Combined | 2 | 3 | 4 | Combined | CB | BA | BA | D | AB | y-CD | C | Right |  | No | Yes | No | No | 42 | Standard |  | 4 | 3 | No | GMP343 | 5 | Yes | No | D05R1 | No
TREE | D05 | D-FY15-3 | Treehaven | Relocatable | Heated | No | N/A | No | 116 | Guyed | 10 | Standard | Standard |  | No | 6 | Combined | 1 | 3 | 7 | Combined | CB | BA | BA | D | AB | y-CD | C | Right |  | No | No | No | No | 42 | Standard |  | 4 | 3 | No | GMP343 | 5 | Yes | No | D05R2 | No
KONZ | D06 | C-FY15-2 | Konza Prairie Biological Station | Core | Heated | No | Yes Power, Yes Fiber | Yes | 26 | Self Supporting | 2 | Standard | Standard | 0 | No | 4 | Split | 1 | 2 | 3 | Combined | CB | BA | BA | D | y-AD | NA | C | Right |  | No | Yes | No | Yes | 42 | Standard |  | 5 | 3 | No | GMP343 | 5 | Yes | No | D06C | No
UKFS | D06 |  | The University of Kansas Field Station | Relocatable | Heated | No | N/A | No | 116 | Guyed | 10 | Standard | Standard | 0 | L-810 | 6 | Combined | 1 | 3 | 6 | Combined | CB | BA | BA | D | y-AB | y-CD | C | Right |  | No | Yes | No | No | 42 | Standard |  | 4 | 3 | No | GMP343 | 5 | Yes | No | D06R1 | No
KONA | D06 |  | Konza Prairie Biological Station | Relocatable | Heated | No | N/A | No | 26 | Self Supporting | 2 | Standard | Standard | 0 | No | 4 | Split | 1 | 2 | 3 | Combined | CB | BA | BA | D | AD | y-CD | C | Right |  | No | No | No | No | 42 | Standard |  | 4 | 3 | No | GMP343 | 5 | Yes | No | D06R2 | No
ORNL | D07 | B-FY15-1 | Oak Ridge | Core | Heated | No | No Power, No Fiber | No | 127 | Guyed | 11 | Standard | Standard | 0 | No | 6 | Combined | 2 | 5 | 7 | Combined | DA | BA | BA | C | y-AD | y-BC | D | Right |  | No | Yes | No | Yes | 42 | Standard |  | 5 | 3 | No | GMP343 | 5 | Yes | No | D07C | No
MLBS | D07 | B-FY15-1 | Mountain Lake Biological Station | Relocatable | Heated | No | N/A | No | 94 | Guyed | 8 | Standard | Standard | 0 | No | 6 | Split | 2 | 3 | 5 | Combined | CD | AB | AB | A | y-AB | y-BC | C | Left |  | No | Yes | No | No | 42 | Standard |  | 4 | 3 | No | GMP343 | 5 | Yes | No | D07R1 | No
GRSM | D07 | E-FY15-4 | Great Smoky Mountains National Park, Twin Creeks | Relocatable | Heated | No | N/A | No | 149 | Guyed | 13 | Standard | Standard | 0 | No | 6 | Split | 2 | 5 | 8 | Combined | CD | DA | DA | A | y-AB | y-BC | C | Left |  | No | Yes | No | No | 42 | Standard |  | 4 | 3 | No | GMP343 | 5 | No | No | D07R2 | No
TALL | D08 | B-FY15-1 | Talladega National Forest | Core | Non-heated | No | No Power, No Fiber | Yes | 116 | Guyed | 10 | Standard | Standard | 0 | No | 5 | Split | 1 | 7 | 9 | Combined | CB | BA | BA | D | y-AD | y-CD | C | Right |  | No | Yes | No | Yes | 42 | Standard |  | 5 | 3 | No | GMP343 | 5 | Yes | No | D08C | No
DELA | D08 | A-FY14 | Dead Lake | Relocatable | Non-heated | No | N/A | No | 138 | Guyed | 12 | Standard | Standard | 0 | No | 6 | Combined | 2 | 6 | 9 | Combined | DA | BA | BA | C | AD | y-BC | D | Right |  | No | Yes | No | No | 42 | Standard |  | 4 | 3 | Yes | GMP343 | 5 | Yes | No | D08R1 | No
LENO | D08 |  | Lenoir Landing | Relocatable | Non-heated | No | N/A | No | 149 | Guyed | 13 | Heavy | Heavy | 8 | No | 6 | Split | 1 | 5 | 10 | Combined | CB | BA | BA | D | y-AD | y-CD | C | Right |  | No | Yes | No | No | 42 | Standard |  | 4 | 3 | Yes | GMP343 | 5 | Yes | No | D08R2 | No
WOOD | D09 | C-FY15-2 | Woodworth | Core | Heated | No | Yes Power, Yes Fiber | No | 26 | Self Supporting | 2 | Standard | Standard | 0 | No | 4 | Split | 1 | 2 | 3 | Combined | CB | BA | BA | D | y-AB | NA | C | Right |  | No | Yes | No | Yes | 42 | Standard |  | 0 | 3 | No | GMP343 | 5 | Yes | No | D09C | Yes
DCFS | D09 | C-FY15-2 | Dakota Coteau Field School | Relocatable | Heated | No | N/A | No | 26 | Self Supporting | 2 | Standard | Standard | 0 | No | 4 | Split | 1 | 2 | 3 | Combined | CB | BA | BA | D | AB | y-CD | C | Right |  | No | No | No | No | 42 | Standard |  | 0 | 3 | No | GMP343 | 5 | Yes | No | D09R1 | Yes
NOGP | D09 |  | Northern Great Plains Research Laboratory | Relocatable | Heated | No | N/A | No | 26 | Self Supporting | 2 | Standard | Standard | 0 | No | 4 | Combined | 1 | 2 | 3 | Combined | CB | BA | BA | D | y-AB | y-CD | C | Right |  | No | Yes | No | No | 42 | Standard |  | 0 | 3 | No | GMP343 | 5 | Yes | No | D09R2 | Yes
CPER | D10 | 0-FY13 | Central Plains Experimental Range | Core | Heated | No | Yes Power, Yes Fiber | No | 26 | Self Supporting | 2 | Standard | Standard | 0 | No | 4 | Split | 1 | 2 | 3 | Combined | CB | BA | BA | D | y-AD | NA | C | Right |  | Yes | Yes | No | Yes | 42 | Standard |  | 0 | 3 | No | GMP343 | 5 | Yes | No | D10C | Yes
STER | D10 | 0-FY13 | North Sterling, CO | Relocatable | Heated | No | N/A | No | 26 | Self Supporting | 2 | Standard | Standard | 0 | No | 4 | Split | 1 | 2 | 3 | Combined | CB | BA | BA | D | y-AD | y-CD | C | Right |  | Yes | Yes | No | No | 42 | Standard |  | 4 | 3 | No | GMP343 | 5 | Yes | No | D10R1 | No
RMNP | D10 | A-FY14 | Rocky Mountain National Park, CASTNET | Relocatable | Heated | No | N/A | No | 81 | Self Supporting | 7 | Extreme | Extreme | 5 | No | 5 | Combined | 2 | 4 | 6 | Combined | CB | BA | BA | D | y-AD | y-CD | C | Right |  | Yes | Yes | No | No | 42 | Standard |  | 4 | 3 | No | GMP343 | 5 | No | No | D10R2 | No
CLBJ | D11 |  | LBJ National Grassland | Core | Heated | No | No Power, No Fiber | Yes | 72 | Guyed | 6 | Standard | Standard | 0 | No | 5 | Split | 2 | 3 | 5 | Combined | CB | BA | BA | D | y-AD | NA | C | Right |  | No | Yes | No | Yes | 42 | Standard |  | 5 | 3 | No | GMP343 | 5 | Yes | No | D11C | Yes
OAES | D11 | A-FY14 | Klemme Range Research Station | Relocatable | Heated | No | N/A | No | 26 | Self Supporting | 2 | Standard | Standard | 0 | No | 4 | Split | 1 | 2 | 3 | Combined | CD | DA | DA | A | y-AD | y-BC | C | Left |  | No | Yes | No | No | 42 | Standard |  | 0 | 3 | No | GMP343 | 5 | No | No | D11R1 | Yes
YELL | D12 |  | Yellowstone Northern Range (Frog Rock) | Core | Heated | No | Yes Power, Yes Fiber | No | 70 | Self Supporting | 6 | Extreme | Extreme | 4 | No | 6 | Combined | 1 | 3 | 5 | Combined | CB | AB | AB | A | y-AD | NA | C | Left |  | No | Yes | No | Yes | 42 | Standard |  | 5 | 3 | No | GMP343 | 5 | Yes | No | D12C | No
NIWO | D13 |  | Niwot Ridge Mountain Research Station | Core | Extreme Heated |  | Yes Power, Yes Fiber | No | 26 | Self Supporting | 2 | Extreme | Heavy | 2 | No | 4 | Split | 1 | 2 | 3 | Combined | CB | BA | BA | D | y-AB | NA | C | Right |  | Yes | Yes | No | Yes | 42 | Standard | No | 0 | 3 | No | GMP343 | 5 | No | No | D13C | No
MOAB | D13 | B-FY15-1 | Moab | Relocatable | Heated | No | N/A | No | 26 | Self Supporting | 2 | Standard | Standard | 0 | No | 4 | Combined | 1 | 2 | 3 | Combined | DA | BA | BA | C | y-AD | y-CD | D | Right |  | Yes | Yes | No | No | 42 | Standard |  | 0 | 3 | No | GMP343 | 5 | Yes | No | D13R1 | Yes
SRER | D14 |  | Santa Rita Experimental Range | Core | Non-heated | No | Yes Power, Yes Fiber | No | 26 | Self Supporting | 2 | Standard | Standard | 0 | No | 4 | Combined | 1 | 2 | 3 | Combined | DA | BA | BA | C | y-AD | NA | D | Right |  | No | Yes | No | Yes | 42 | Standard |  | 5 | 3 | No | GMP343 | 5 | Yes | No | D14C | No
JORN | D14 | 1-FY14 | Jornada LTER | Relocatable | Non-heated | No | N/A | No | 26 | Self Supporting | 2 | Standard | Standard | 0 | No | 4 | Combined | 1 | 2 | 3 | Combined | CB | BA | BA | D | AB | y-CD | C | Right |  | No | No | No | No | 42 | Standard |  | 4 | 3 | No | GMP343 | 5 | Yes | No | D14R1 | No
ONAQ | D15 | C-FY15-2 | Onaqui-Ault | Core | Heated | No | Yes Power, Yes Fiber | No | 26 | Self Supporting | 2 | Standard | Standard | 0 | No | 4 | Combined | 1 | 2 | 3 | Combined | CB | AB | AB | D | y-AB | CD | C | Left |  | Yes | Yes | No | Yes | 42 | Standard |  | 0 | 3 | No | GMP343 | 5 | Yes | No | D15C | No
WREF | D16 |  | Wind River Experimental Forest | Core | Heated | No | No Power, No Fiber | No | 237 | Self Supporting | 12 | Wind River | Wind River |  | No | 8 | Split | 3 | 6 | 11 | Combined | CB | BA | BA | D | y-AD | y-CD | C | Right |  | No | Yes | No | Yes | 42 | Standard |  | 5 | 3 | No | GMP343 | 5 | Yes | No | D16C | No
ABBY | D16 | D-FY15-3 | Abby Road | Relocatable | Heated | No | N/A | No | 61 | Guyed | 5 | Heavy | Heavy | 3 | No | 5 | Combined | 1 | 2 | 5 | Combined | DA | BA | BA | C | AD | y-BC | D | Right |  | No | No | No | No | 42 | Standard |  | 4 | 3 | No | GMP343 | 5 | Yes | No | D16R2 | No
SJER | D17 |  | San Joaquin | Core | Heated | No | Yes Power, Yes Fiber | No | 127 | Guyed | 11 | Standard | Standard | 0 | No | 6 | Split | 1 | 2 | 7 | Combined | CD | DA | DA | A | y-AD | NA | C | Left |  | No | Yes | No | Yes | 42 | Standard |  | 5 | 3 | No | GMP343 | 5 | Yes | No | D17C | No
SOAP | D17 |  | Soaproot Saddle | Relocatable | Heated | No | N/A | No | 171 | Guyed | 15 | Heavy | Standard | 1 | No | 6 | Split | 2 | 6 | 9 | Combined | CD | AB | AB | A | AB | y-BC | C | Left |  | No | No | No | No | 42 | Standard |  | 4 | 3 | No | GMP343 | 5 | Yes | No | D17R1 | No
TEAK | D17 |  | Lower Teakettle | Relocatable | Heated | No | N/A | No | 193 | Guyed | 17 | Heavy | Heavy | 5 | L-864/L-865 | 7 | Combined | 1 | 4 | 8 | Combined | CB | BA | BA | D | y-AD | y-CD | C | Right |  | No | No | No | No | 42 | Standard |  | 4 | 3 | No | GMP343 | 5 | Yes | No | D17R2 | No
TOOL | D18 |  | Toolik Lake | Core | Extreme Heated | Yes | Yes Power, Yes Fiber | No | 26 | Self Supporting | 2 | Standard | Standard | 0 | No | 4 | Split | 1 | 2 | 3 | Combined | CB | BA | BA | D | y-AD | NA | C | Right |  | No | Yes | No | Yes | 42 | Standard | No | 0 | 3 | No | GMP343 | 5 | Yes | Yes | D18C | No
BARR | D18 |  | Barrow Environmental Observatory | Relocatable | Extreme Heated | Yes | N/A | No | 26 | Self Supporting | 2 | Extreme | Standard | 1 | No | 4 | Combined | 1 | 2 | 3 | Combined | DA | BA | BA | C | y-AD | y-BC | D | Right |  | No | Yes | No | Yes | 42 | Standard | No | 0 | 3 | No | GMP343 | 5 | Yes | Yes | D18R1 | No
BONA | D19 |  | Caribou Creek - Poker Flats Watershed | Core | Extreme Heated | Yes | No Power, Yes Fiber | No | 59 | Self Supporting | 5 | Heavy | Standard | 1 | No | 5 | Combined | 1 | 2 | 3 | Combined | DA | BA | BA | C | y-AD | NA | D | Right |  | No | Yes | No | Yes | 42 | Standard | No | 5 | 3 | No | GMP343 | 5 | Yes | Yes | D19C | No
DEJU | D19 |  | Delta Junction | Relocatable | Extreme Heated | Yes | N/A | No | 72 | Guyed | 6 | Standard | Standard | 0 | No | 5 | Combined | 1 | 2 | 4 | Combined | DA | BA | BA | C | y-AD | y-BC | D | Right |  | No | No | No | No | 42 | Standard | No | 4 | 3 | No | GMP343 | 5 | Yes | Yes | D19R1 | No
HEAL | D19 | D-FY15-3 | Healy (Eight Mile) | Relocatable | Extreme Heated | Yes | N/A | No | 26 | Self Supporting | 2 | Standard | Standard |  | No | 4 | Combined | 1 | 2 | 3 | Combined | DA | BA | BA | C | y-AD | y-BC | D | Right |  | No | Yes | No | No | 42 | Standard | No | 0 | 3 | No | GMP343 | 5 | Yes | Yes | D19R3 | No
PUUM | D20 |  | Pu'u Maka'ala Natural Area Reserve | Core | Non-heated | No | No Power, No Fiber | Yes | 105 | Guyed | 9 | Standard | Standard |  | No | 6 | Combined | 1 | 2 | 3 | Combined | DA | BA | BA | C | y-AD | NA- | D | Right |  | No | Yes | No | Yes | 42 | Standard |  | 5 | 3 | No | GMP343 | 5 | Yes | No | D20C | No
HQ Tower | D23 | A-FY14 | HQ Tower | Core | Heated | No | Yes Power, Yes Fiber | Yes | 26 | Self Supporting | 2 | Standard | Standard | 0 | No | 4 | Split | 1 | 2 | 3 | Split | CB | BA | AB | D | y-AD | y-BC | C | Right |  | Yes | Yes | No | Yes | 42 | Standard |  |  | 3 | No |  |  |  | No |  | No
[13 empty] | Total MLS |  |  | 240
[22 empty] | Bin | Frequency | Cumulative %
[22 empty] | 0 | 0 | 0%
[11 empty] | Site |  | Domain |  |  | Site Name | [5 empty] | 5 | 0 | 0%
[22 empty] | 10 | 1 | 1.639%
[22 empty] | 15 | 4 | 8.197%
[22 empty] | 20 | 6 | 18.03%
[22 empty] | 25 | 7 | 29.51%
[22 empty] | 30 | 4 | 36.07%
[22 empty] | 35 | 6 | 45.9%
[22 empty] | 40 | 5 | 54.1%
[22 empty] | 45 | 6 | 63.93%
[22 empty] | 50 | 11 | 81.97%
[22 empty] | 55 | 6 | 91.8%
[22 empty] | 60 | 4 | 98.36%
[22 empty] | 65 | 0 | 98.36%
[22 empty] | 70 | 1 | 100%
[22 empty] | 75 | 0 | 100%
[22 empty] | More | 0 | 100%
[13 empty] | Non-TT MLs | 180 |  | 180
[13 empty] | Profile MLs |  |  | 120
[13 empty] | Apogee MLs |  |  | 120
[11 empty] | HARV | Standard | TRUE |  | 2 | 5 | 7 | 1.0373 | 4.3181 | 6.4059 | 2 | 5 | 7 | TRUE | TRUE | TRUE
[11 empty] | BART | Standard | TRUE |  | 1 | 5 | 6 | 0.9847 | 4.5638 | 5.7568 | 1 | 5 | 6 | TRUE | TRUE | TRUE
[11 empty] | #REF! | #REF! | #REF! |  | #REF! | #REF! | #REF! | #REF! | #REF! | #REF! | #REF! | #REF! | #REF! | #REF! | #REF! | #REF!
[11 empty] | SCBI | Standard | TRUE |  | 2 | 5 | 9 | 1.8994 | 4.8819 | 8.461 | 2 | 5 | 9 | TRUE | TRUE | TRUE
[11 empty] | SERC | Heavy | TRUE |  | 2 | 5 | 9 | 1.3057 | 5.7796 | 10.5517 | 2 | 6 | 11 | TRUE | FALSE | FALSE
[11 empty] | BLAN | Standard | TRUE |  | 1 | 2 | 3 | 0.24996 | 0.78682 | 2 | 1 | 1 | 2 | TRUE | FALSE | FALSE
[11 empty] | OSBS | Standard | TRUE |  | 1 | 3 | 5 | 0.49281 | 2.4911 | 3.9824 | 1 | 3 | 4 | TRUE | TRUE | FALSE
[11 empty] | DSNY | Standard | TRUE |  | 1 | 2 | 3 | 0.33943 | 1.0851 | 2 | 1 | 2 | 2 | TRUE | TRUE | FALSE
[11 empty] | JERC | Heavy | TRUE |  | 2 | 5 | 7 | 1.8719 | 4.5562 | 6.644 | 2 | 5 | 7 | TRUE | TRUE | TRUE
[11 empty] | GUAN | Standard | TRUE |  | 2 | 3 | 4 | 1.0074 | 2.2005 | 3.3935 | 2 | 3 | 4 | TRUE | TRUE | TRUE
[11 empty] | LAJA | Standard | TRUE |  | 1 | 2 | 3 | 0.49803 | 1.0945 | 2 | 1 | 2 | 2 | TRUE | TRUE | FALSE
[11 empty] | #REF! | #REF! | #REF! |  | #REF! | #REF! | #REF! | #REF! | #REF! | #REF! | #REF! | #REF! | #REF! | #REF! | #REF! | #REF!
[11 empty] | UNDE | Standard | TRUE |  | 3 | 5 | 8 | 2.1796 | 4.5657 | 6.7728 | 3 | 5 | 7 | TRUE | TRUE | FALSE
[11 empty] | STEI | Heavy | TRUE |  | 2 | 3 | 4 | 0.77314 | 1.7723 | 2.7745 | 1 | 2 | 3 | FALSE | FALSE | FALSE
[11 empty] | TREE | Standard | TRUE |  | 1 | 3 | 7 | 0.053 | 2.797 | 6.6743 | 1 | 3 | 7 | TRUE | TRUE | TRUE
[11 empty] | KONZ | Standard | TRUE |  | 1 | 2 | 3 | 0.33754 | 1.0235 | 2 | 1 | 2 | 2 | TRUE | TRUE | FALSE
[11 empty] | UKFS | Standard | TRUE |  | 1 | 3 | 6 | 0.10129 | 2.1891 | 5.4699 | 1 | 3 | 6 | TRUE | TRUE | TRUE
[11 empty] | KONA | Standard | TRUE |  | 1 | 2 | 3 | 0.33754 | 1.0235 | 2 | 1 | 2 | 2 | TRUE | TRUE | FALSE
[11 empty] | ORNL | Standard | TRUE |  | 2 | 5 | 7 | 1.8795 | 4.5638 | 6.3533 | 2 | 5 | 7 | TRUE | TRUE | TRUE
[11 empty] | MLBS | Standard | TRUE |  | 2 | 3 | 5 | 1.0074 | 2.2005 | 3.99 | 2 | 3 | 4 | TRUE | TRUE | FALSE
[11 empty] | GRSM | Standard | TRUE |  | 2 | 5 | 8 | 1.8908 | 4.5752 | 7.2595 | 2 | 5 | 8 | TRUE | TRUE | TRUE
[11 empty] | TALL | Standard | TRUE |  | 1 | 7 | 9 | 0.41091 | 6.3761 | 8.1656 | 1 | 7 | 9 | TRUE | TRUE | TRUE
[11 empty] | DELA | Standard | TRUE |  | 2 | 6 | 9 | 1.2934 | 5.469 | 8.1533 | 2 | 6 | 9 | TRUE | TRUE | TRUE
[11 empty] | LENO | Heavy | TRUE |  | 1 | 5 | 10 | 0.39955 | 4.5752 | 9.3473 | 1 | 5 | 10 | TRUE | TRUE | TRUE
[11 empty] | WOOD | Standard | TRUE |  | 1 | 2 | 3 | 0.1922 | 0.93784 | 2 | 1 | 1 | 2 | TRUE | FALSE | FALSE
[11 empty] | DCFS | Standard | TRUE |  | 1 | 2 | 3 | 0.33375 | 1.0794 | 2 | 1 | 2 | 2 | TRUE | TRUE | FALSE
[11 empty] | NOGP | Standard | TRUE |  | 1 | 2 | 3 | 0.17705 | 0.92269 | 2 | 1 | 1 | 2 | TRUE | FALSE | FALSE
[11 empty] | CPER | Standard | TRUE |  | 1 | 2 | 3 | 0.50361 | 0.951 | 2 | 1 | 1 | 2 | TRUE | FALSE | FALSE
[11 empty] | STER | Standard | TRUE |  | 1 | 2 | 3 | 0.57663 | 1.4714 | 2 | 1 | 2 | 2 | TRUE | TRUE | FALSE
[11 empty] | RMNP | Extreme | TRUE |  | 2 | 4 | 6 | 1.924 | 3.7732 | 5.2645 | 2 | 4 | 6 | TRUE | TRUE | TRUE
[11 empty] | CLBJ | Standard | TRUE |  | 2 | 3 | 5 | 0.95061 | 2.7402 | 4.5297 | 1 | 3 | 5 | FALSE | TRUE | TRUE
[11 empty] | OAES | Standard | TRUE |  | 1 | 2 | 3 | 0.51602 | 1.1125 | 2 | 1 | 2 | 2 | TRUE | TRUE | FALSE
[11 empty] | #REF! | #REF! | #REF! |  | #REF! | #REF! | #REF! | #REF! | #REF! | #REF! | #REF! | #REF! | #REF! | #REF! | #REF! | #REF!
[11 empty] | YELL | Extreme | TRUE |  | 1 | 3 | 5 | 0.18841 | 2.2762 | 4.0658 | 1 | 3 | 5 | TRUE | TRUE | TRUE
[11 empty] | #REF! | #REF! | #REF! |  | #REF! | #REF! | #REF! | #REF! | #REF! | #REF! | #REF! | #REF! | #REF! | #REF! | #REF! | #REF!
[11 empty] | #REF! | #REF! | #REF! |  | #REF! | #REF! | #REF! | #REF! | #REF! | #REF! | #REF! | #REF! | #REF! | #REF! | #REF! | #REF!
[11 empty] | NIWO | Extreme | TRUE |  | 1 | 2 | 3 | 0.18841 | 1.0832 | 2 | 1 | 2 | 2 | TRUE | TRUE | FALSE
[11 empty] | MOAB | Standard | TRUE |  | 1 | 2 | 3 | 0.4753 | 1.0718 | 2 | 1 | 2 | 2 | TRUE | TRUE | FALSE
[11 empty] | #REF! | #REF! | #REF! |  | #REF! | #REF! | #REF! | #REF! | #REF! | #REF! | #REF! | #REF! | #REF! | #REF! | #REF! | #REF!
[11 empty] | SRER | Standard | TRUE |  | 1 | 2 | 3 | 0.41565 | 1.0718 | 2 | 1 | 2 | 2 | TRUE | TRUE | FALSE
[11 empty] | JORN | Standard | TRUE |  | 1 | 2 | 3 | 0.26321 | 1.0685 | 2 | 1 | 2 | 2 | TRUE | TRUE | FALSE
[11 empty] | #REF! | #REF! | #REF! |  | #REF! | #REF! | #REF! | #REF! | #REF! | #REF! | #REF! | #REF! | #REF! | #REF! | #REF! | #REF!
[11 empty] | ONAQ | Standard | TRUE |  | 1 | 2 | 3 | 0.48667 | 1.0832 | 2 | 1 | 2 | 2 | TRUE | TRUE | FALSE
[11 empty] | #REF! | #REF! | #REF! |  | #REF! | #REF! | #REF! | #REF! | #REF! | #REF! | #REF! | #REF! | #REF! | #REF! | #REF! | #REF!
[11 empty] | #REF! | #REF! | #REF! |  | #REF! | #REF! | #REF! | #REF! | #REF! | #REF! | #REF! | #REF! | #REF! | #REF! | #REF! | #REF!
[11 empty] | WREF | 0 | FALSE |  | 3 | 6 | 11 | 3.2505 | 5.3383 | 10.3789 | 4 | 6 | 11 | FALSE | TRUE | TRUE
[11 empty] | #REF! | #REF! | #REF! |  | #REF! | #REF! | #REF! | #REF! | #REF! | #REF! | #REF! | #REF! | #REF! | #REF! | #REF! | #REF!
[11 empty] | ABBY | Heavy | TRUE |  | 1 | 2 | 5 | 1.0997 | 2.591 | 3.5663 | 2 | 3 | 4 | FALSE | FALSE | FALSE
[11 empty] | SJER | Standard | TRUE |  | 1 | 2 | 7 | -0.0066512 | 1.3057 | 6.0778 | -1 | 2 | 7 | FALSE | TRUE | TRUE
[11 empty] | SOAP | Heavy | TRUE |  | 2 | 6 | 9 | 1.6039 | 5.183 | 8.7621 | 2 | 6 | 9 | TRUE | TRUE | TRUE
[11 empty] | TEAK | Heavy | TRUE |  | 1 | 4 | 8 | 0.70917 | 3.6918 | 7.2708 | 1 | 4 | 8 | TRUE | TRUE | TRUE
[11 empty] | TOOL | Standard | TRUE |  | 1 | 2 | 3 | 0.18841 | 0.93406 | 2 | 1 | 1 | 2 | TRUE | FALSE | FALSE
[11 empty] | BARR | Extreme | TRUE |  | 1 | 2 | 3 | 0.18841 | 0.93406 | 2 | 1 | 1 | 2 | TRUE | FALSE | FALSE
[11 empty] | BONA | Heavy | TRUE |  | 1 | 2 | 3 | -0.0071582 | 0.73849 | 2.528 | -1 | 1 | 3 | FALSE | FALSE | TRUE
[11 empty] | DEJU | Standard | TRUE |  | 1 | 2 | 4 | 0.10129 | 1.5926 | 3.6804 | 1 | 2 | 4 | TRUE | TRUE | TRUE
[11 empty] | #REF! | #REF! | #REF! |  | #REF! | #REF! | #REF! | #REF! | #REF! | #REF! | #REF! | #REF! | #REF! | #REF! | #REF! | #REF!
[11 empty] | HEAL | 0 | FALSE |  | 1 | 2 | 3 | 0.070985 | 1.1149 | 2 | 1 | 2 | 2 | TRUE | TRUE | FALSE
[11 empty] | PUUM | Standard | TRUE |  | 1 | 2 | 3 | 0.99606 | 3.3821 | 5.4699 | 1 | 4 | 6 | TRUE | FALSE | FALSE
[11 empty] | #REF! | #REF! | #REF! |  | #REF! | #REF! | #REF! | #REF! | #REF! | #REF! | #REF! | #REF! | #REF! | #REF! | #REF! | #REF!
[11 empty] | #REF! | #REF! | #REF! |  | #REF! | #REF! | #REF! | #REF! | #REF! | #REF! | #REF! | #REF! | #REF! | #REF! | #REF! | #REF!
Note on W2: Asa Akers: Source is "Lightning protection and tower top layout_merged_20140815.ppt" found in: N:\common\InternalReview\TIS\SITE DESIGN REVIEWS\Z-TIS site design review_FIU materials Last saved 1/22/2015 10:22AM
Note on AA3: Asa Akers: prefix with "y-" if a CIMEL is to be deployed. Always show desired corner, even if not to be deployed
Note on AB3: Asa Akers: prefix with a "y-" if sensor is to be deployed. Prefix with a "m" if a sensor may be deployed based on a CRE yet to be approved.
Note on X4: Stephen Craft: Profile rad: BA
Note on Y4: Stephen Craft: Profile temp: AB
Note on X5: Stephen Craft: Profile rad: BA
Note on Y5: Stephen Craft: Profile temp: BA
Note on X6: Stephen Craft: Profile rad: BA
Note on Y6: Stephen Craft: Profile temp: AB
Note on X7: Stephen Craft: Profile rad: AB
Note on Y7: Stephen Craft: Profile temp: AB
Note on X8: Stephen Craft: Profile rad: BA
Note on Y8: Stephen Craft: Profile temp: BA
Note on X9: Stephen Craft: Profile rad: BA
Note on Y9: Stephen Craft: Profile temp: BA
Note on X10: Stephen Craft: Profile rad: BA
Note on Y10: Stephen Craft: Profile temp: AD
Note on X11: Stephen Craft: Profile rad: AB
Note on Y11: Stephen Craft: Profile temp: BA
Note on X12: Stephen Craft: Profile rad: BA
Note on Y12: Stephen Craft: Profile temp: AD
Note on X13: Stephen Craft: Profile rad: BA
Note on Y13: Stephen Craft: Profile temp: AD
Note on X14: Stephen Craft: Profile rad: AB
Note on Y14: Stephen Craft: Profile temp: AB
Note on X15: Stephen Craft: Profile rad: BA
Note on Y15: Stephen Craft: Profile temp: BA
Note on X16: Stephen Craft: Profile rad: BA
Note on Y16: Stephen Craft: Profile temp: BA
Note on X17: Stephen Craft: Profile rad: BA
Note on Y17: Stephen Craft: Profile temp: AB
Note on X18: Stephen Craft: Profile rad: AB
Note on Y18: Stephen Craft: Profile temp: AB
Note on X19: Stephen Craft: Profile rad: BA
Note on Y19: Stephen Craft: Profile temp: AB
Note on X20: Stephen Craft: Profile rad: BA
Note on Y20: Stephen Craft: Profile temp: BA
Note on X21: Stephen Craft: Profile rad: AB
Note on Y21: Stephen Craft: Profile temp: AD
Note on X22: Stephen Craft: Profile rad: BA
Note on Y22: Stephen Craft: Profile temp: AD
Note on X23: Stephen Craft: Profile rad: BA
Note on Y23: Stephen Craft: Profile temp: AB
Note on X24: Stephen Craft: Profile rad: BA
Note on Y24: Stephen Craft: Profile temp: BA
Note on X25: Stephen Craft: Profile rad: BA
Note on Y25: Stephen Craft: Profile temp: AB
Note on X26: Stephen Craft: Profile rad: BA
Note on Y26: Stephen Craft: Profile temp: AB
Note on X27: Stephen Craft: Profile rad: BA
Note on Y27: Stephen Craft: Profile temp: AB
Note on X28: Stephen Craft: Profile rad: AB
Note on Y28: Stephen Craft: Profile temp: AB
Note on X29: Stephen Craft: Profile rad: BA
Note on Y29: Stephen Craft: Profile temp: AB
Note on X30: Stephen Craft: Profile rad: BA
Note on Y30: Stephen Craft: Profile temp: AB
Note on X31: Stephen Craft: Profile rad: BA
Note on Y31: Stephen Craft: Profile temp: BA
Note on X32: Stephen Craft: Profile rad: BA
Note on Y32: Stephen Craft: Profile temp: AB
Note on X33: Stephen Craft: Profile rad: BA
Note on Y33: Stephen Craft: Profile temp: AD
Note on X34: Stephen Craft: Profile rad: AB
Note on Y34: Stephen Craft: Profile temp: AB
Note on D35: Asa Akers: Layout not reviewed yet 3/11/14
Note on X35: Stephen Craft: Profile rad: BA
Note on Y35: Stephen Craft: Profile temp: AB
Note on X36: Stephen Craft: Profile rad: BA
Note on Y36: Stephen Craft: Profile temp: BA
Note on X37: Stephen Craft: Profile rad: BA
Note on Y37: Stephen Craft: Profile temp: BA
Note on X38: Stephen Craft: Profile rad: AB
Note on Y38: Stephen Craft: Profile temp: AB
Note on X39: Stephen Craft: Profile rad: AB
Note on Y39: Stephen Craft: Profile temp: AB
Note on D40: Asa Akers: Layout not reviewed yet 3/11/14
Note on J40: Asa Akers: 282 ft existing tower
Note on X40: Stephen Craft: Profile rad: BA
Note on Y40: Stephen Craft: Profile temp: AB
Note on X41: Stephen Craft: Profile rad: BA
Note on Y41: Stephen Craft: Profile temp: BA
Note on X42: Stephen Craft: Profile rad: BA
Note on Y42: Stephen Craft: Profile temp: AD
Note on X43: Stephen Craft: Profile rad: AB
Note on Y43: Stephen Craft: Profile temp: AD
Note on X44: Stephen Craft: Profile rad: BA
Note on Y44: Stephen Craft: Profile temp: BA
Note on X45: Stephen Craft: Profile rad: BA
Note on Y45: Stephen Craft: Profile temp: AB
Note on X46: Stephen Craft: Profile rad: BA
Note on Y46: Stephen Craft: Profile temp: BA
Note on X47: Stephen Craft: Profile rad: BA
Note on Y47: Stephen Craft: Profile temp: BA
Note on X48: Stephen Craft: Profile rad: BA
Note on Y48: Stephen Craft: Profile temp: BA
Note on X49: Stephen Craft: Profile rad: BA
Note on Y49: Stephen Craft: Profile temp: BA
Note on X50: Stephen Craft: Profile rad: BA
Note on Y50: Stephen Craft: Profile temp: BA
Note on AB50: Asa Akers: CRE approved to add one?
Note on AP50: Asa Akers: Li 8100 (Licor)? - used in MDP
Note on AQ50: Asa Akers: May be reduced count

## Tower configuration
1 | 2 | 3 | 4 | 5 | 6 | 7 | 8 | 9 | 10 | 11 | 12 | 13 | 14 | 15 | 16 | 17 | 18 | 19 | 20 | 21 | 22 | 23 | 24 | 25 | 26 | 27 | 28 | 29 | 30 | 31 | 32 | 33 | 34 | 35 | 36 | 37 | 38 | 39 | 40 | 41 | 42 | 43 | 44 | 45 | 46 | 47 | 48 | 49 | 50 | 51 | 52 | 53 | 54 | 55 | 56 | 57 | 58 | 59 | 60 | 61 | 62 | 63 | 64 | 65 | 66 | 67 | 68 | 69 | 70 | 71 | 72 | 73 | 74 | 75 | 76 | 77 | 78 | 79 | 80 | 81 | 82 | 83 | 84 | 85 | 86 | 87 | 88 | 89 | 90 | 91 | 92 | 93 | 94 | 95 | 96 | 97 | 98 | 99 | 100 | 101 | 102 | 103 | 104 | 105 | 106 | 107 | 108 | 109 | 110 | 111 | 112 | 113 | 114 | 115 | 116 | 117 | [26 empty] | Baro height (m) above reference Flange (ECO-02347) |  |  |  | 4.95
Site Idenfier |  |  |  | SCR Info and Boom Heights | [9 empty] | Tower Info | [22 empty] | Foundation Height |  |  |  | Modified SCR Heights from HQ Discussions | [7 empty] | As-Built Heights | [7 empty] | ML Tower Section | [7 empty] | Booms Per Tower Section | [18 empty] | PDS By Tower Section | [17 empty] | CD05671000 | CD05672000 | CD05673000 | CD05674000 | CD05675000 | CD05676000 | CD05677000 | CD05678000 | CD05679000 | [16 empty] | Copied from Left | [9 empty] | Descending order for match formula to work | [5 empty] | Tolerance +/- around ML to assume device is on that ML for LHDD (ft) |  |  |  | 2
SiteID DOC.002649 | Domain | Site Status | Site Long Name | # MLs | SCR Canopy Height | Height ML1 (m) | Height ML2 (m) | Height ML3 (m) | Height ML4 (m) | Height ML5 (m) | Height ML6 (m) | Height ML7 (m) | Height ML8 (m) | Tower Height (ft) | Tower Support Type | Num of Tower sections | Tower FCC Design % Completion (2/26/15) | Tower has been built with PDS installed? | Tower Section 1 Type | Tower Section 2 Type | Tower Section 3 Type | Tower Section 4 Type | Tower Section 5 Type | Tower Section 6 Type | Tower Section 7 Type | Tower Section 8 Type | Tower Section 9 Type | Tower Section 10 Type | Tower Section 11 Type | Tower Section 12 Type | Tower Section 13 Type | Tower Section 14 Type | Tower Section 15 Type | Tower Section 16 Type | Tower Section 17 Type | Tower Section 18 Type | Design GL to concrete top meas. (in) | Estimated GL to flange top (in) | Measured GL to flange top (in) | GL to bottom of flange (ft) | ML1 Tower Section | ML2 Tower Section | ML3 Tower Section | ML4 Tower Section | ML5 Tower section | ML6 Tower Section | ML7 Tower Section | ML8 Tower Section | ML1 Tower Section | ML2 Tower Section | ML3 Tower Section | ML4 Tower Section | ML5 Tower section | ML6 Tower Section | ML7 Tower Section | ML8 Tower Section | ML1 Tower Section | ML2 Tower Section | ML3 Tower Section | ML4 Tower Section | ML5 Tower section | ML6 Tower Section | ML7 Tower Section | ML8 Tower Section | Tower Section 1 | Tower Section 2 | Tower Section 3 | Tower Section 4 | Tower Section 5 | Tower Section 6 | Tower Section 7 | Tower Section 8 | Tower Section 9 | Tower Section 10 | Tower Section 11 | Tower Section 12 | Tower Section 13 | Tower Section 14 | Tower Section 15 | Tower Section 16 | Tower Section 17 | Tower Section 18 | Tower Section 19 | Tower Section 1 | Tower Section 2 | Tower Section 3 | Tower Section 4 | Tower Section 5 | Tower Section 6 | Tower Section 7 | Tower Section 8 | Tower Section 9 | Tower Section 10 | Tower Section 11 | Tower Section 12 | Tower Section 13 | Tower Section 14 | Tower Section 15 | Tower Section 16 | Tower Section 17 | Tower Section 18 | Base, Pass-Thru Above (Non-heated) | Base, Pass-Thru Above (Heated) | Base, ML Above (Non-heated) | Base, ML Above (Heated) | Tower ML (Non-heated) | Tower ML (Heated) | Tower Pass-Thru | Tower Top (Non-heated) | Tower Top (Heated) |  | Heavy/ Extreme ML Count | Cusp ML Count | Standard ML Count | Tower Top ML Count | Total ML count | [5 empty] | B, p-thru above | B, ML above | p-thru | ML | TOP | ML1 Tower Section | ML2 Tower Section | ML3 Tower Section | ML4 Tower Section | ML5 Tower section | ML6 Tower Section | ML7 Tower Section | ML8 Tower Section | ML8 Tower Section | ML7 Tower Section | ML6 Tower Section | ML5 Tower section | ML4 Tower Section | ML3 Tower Section | ML2 Tower Section | ML1 Tower Section | LHDD Baro ML | Snow Camera height above Flange (m) | LHDD Snow Camera ML | LHDD Pheno Camera ML
HARV | D01 | A-FY14 | Harvard Forest | 6 |  | 0.3 | 5 | 16 | 23 | 29 | 38 |  |  | 127 | Guyed | 11 | 100% |  | Standard | Standard | Standard | Standard | Standard | Standard | Standard | Standard | Standard | Standard | Standard | [7 empty] | 3 | 25.5 |  | 2.0417 | 0.3 | 4.1 | 15.1 | 22.1 | 28.3 | 38 |  |  | 0.3 | 5 | 16 | 23 | 29 | 38 | 0 | 0 | -0.096129 | 1.0373 | 4.3181 | 6.4059 | 8.2551 | 11 | 0 | 0 | 1 | 1 | 0 | 0 | 1 | 0 | 1 | 0 | 1 | 0 | 0 | 1 | [7 empty] | B, ML above | p-thru | p-thru | ML | p-thru | ML | p-thru | ML | p-thru | p-thru | TOP | [7 empty] | 0 | 0 | 0 | 1 | 0 | 3 | 6 | 0 | 1 |  | 0 | 0 | 5 | 1 | 6 | 0 | 2 | 5 | 11 | 0 | 0 |  |  |  |  | -0.096129 | 1.0373 | 4.3181 | 6.4059 | 8.2551 | 11 | 100 | 100 | 100 | 100 | 11 | 8.2551 | 6.4059 | 4.3181 | 1.0373 | -0.096129 | ML2.5 |  | ML1 | ML5.5
BART | D01 | A-FY14 | Bartlett Experimental Forest | 6 |  | 0.1 | 4 | 16 | 20 | 26 | 35 |  |  | 116 | Guyed | 10 | 100% |  | Standard | Standard | Standard | Standard | Standard | Standard | Standard | Standard | Standard | Standard | [8 empty] | 6 | 28.5 |  | 2.2917 | 0.1 | 4 | 16 | 20 | 26 | 35 |  |  | 0.1 | 4 | 16 | 20 | 26 | 35 | 0 | 0 | -0.17851 | 0.9847 | 4.5638 | 5.7568 | 7.5464 | 10 | 0 | 0 | 2 | 0 | 0 | 0 | 1 | 1 | 0 | 1 | 0 | 0 | 1 | [8 empty] | B, p-thru above | p-thru | p-thru | ML | ML | p-thru | ML | p-thru | p-thru | TOP | [8 empty] | 0 | 1 | 0 | 0 | 0 | 3 | 5 | 0 | 1 |  | 0 | 0 | 5 | 1 | 6 | 0 | 1 | 5 | 10 | 0 | 0 |  |  |  |  | -0.17851 | 0.9847 | 4.5638 | 5.7568 | 7.5464 | 10 | 100 | 100 | 100 | 100 | 10 | 7.5464 | 5.7568 | 4.5638 | 0.9847 | -0.17851 | ML2.5 |  | ML1 | ML5.5
SCBI | D02 | A-FY14 | Smithsonian Conservation Biology Institute | 6 |  | 0.2 | 7 | 17 | 29 | 38 | 50 |  |  | 171 | Guyed | 15 | 100% |  | Standard | Standard | Standard | Standard | Standard | Standard | Standard | Standard | Standard | Standard | Standard | Standard | Standard | Standard | Standard |  |  |  | 3 | 25.5 | 25.875 | 2.0729 | 0.2 | 7 | 17 | 29 | 38 | 50 |  |  | 0.2 | 7 | 17 | 29 | 38 | 50 | 0 | 0 | -0.1288 | 1.8994 | 4.8819 | 8.461 | 11.1454 | 15 | 0 | 0 | 1 | 1 | 0 | 0 | 1 | 0 | 0 | 0 | 1 | 0 | 0 | 1 | 0 | 0 | 0 | 1 |  |  |  | B, ML above | p-thru | p-thru | ML | p-thru | p-thru | p-thru | ML | p-thru | p-thru | ML | p-thru | p-thru | p-thru | TOP |  |  |  | 0 | 0 | 0 | 1 | 0 | 3 | 10 | 0 | 1 |  | 0 | 0 | 5 | 1 | 6 | 0 | 2 | 5 | 15 | 0 | 0 |  |  |  |  | -0.1288 | 1.8994 | 4.8819 | 8.461 | 11.1454 | 15 | 100 | 100 | 100 | 100 | 15 | 11.1454 | 8.461 | 4.8819 | 1.8994 | -0.1288 | ML1.5 |  | ML1 | ML5.5
SERC | D02 | D-FY15-3 | Smithsonian Environmental Research Center | 6 |  | 0.2 | 5 | 20 | 36 | 42 | 60 |  |  | 204 | Guyed | 18 | 100% |  | Heavy | Heavy | Heavy | Heavy | Heavy | Standard | Standard | Standard | Standard | Standard | Standard | Standard | Standard | Standard | Standard | Standard | Standard | Standard | 3 | 25.5 |  | 2.0417 | 0.2 | 5 | 20 | 36 | 42 | 60 |  |  | 0.2 | 5 | 20 | 36 | 42 | 60 | 0 | 0 | -0.12595 | 1.3057 | 5.7796 | 10.5517 | 12.3412 | 18 | 0 | 0 | 1 | 1 | 0 | 0 | 0 | 1 | 0 | 0 | 0 | 0 | 1 | 0 | 1 | 0 | 0 | 0 | 0 | 0 | 1 | B, ML above | p-thru | p-thru | p-thru | ML | p-thru | p-thru | p-thru | p-thru | ML | p-thru | ML | p-thru | p-thru | p-thru | p-thru | p-thru | TOP | 0 | 0 | 0 | 1 | 0 | 3 | 13 | 0 | 1 |  | 2 | 1 | 2 | 1 | 6 | 0 | 2 | 6 | 13 | 5 | 0 |  |  |  |  | -0.12595 | 1.3057 | 5.7796 | 10.5517 | 12.3412 | 18 | 100 | 100 | 100 | 100 | 18 | 12.3412 | 10.5517 | 5.7796 | 1.3057 | -0.12595 | ML2 |  | ML1 | ML5.5
BLAN | D02 | 1-FY14 | Blandy Experimental Farm | 4 |  | 0.2 | 1.2 | 3 | 6 |  |  |  |  | 26 | Self Supporting | 2 | 100% |  | Standard | Standard | [16 empty] | 9 | 14 | 15.25 | 1.1875 | 0.2 | 1.2 | 3 | 6 |  |  |  |  | 0.2 | 1.2 | 3 | 6 | 0 | 0 | 0 | 0 | -0.048303 | 0.24996 | 0.78682 | 2 | 0 | 0 | 0 | 0 | 3 | 0 | 1 | [16 empty] | B, ML above | TOP | [16 empty] | 0 | 0 | 0 | 1 | 0 | 0 | 0 | 0 | 1 |  | 0 | 0 | 3 | 1 | 4 | 0 | 1 | 1 | 2 | 0 | 0 |  |  |  |  | -0.048303 | 0.24996 | 0.78682 | 2 | 100 | 100 | 100 | 100 | 100 | 100 | 100 | 100 | 2 | 0.78682 | 0.24996 | -0.048303 | ML3.5 |  | ML1 | ML3.5
OSBS | D03 | 0-FY13 | Ordway-Swisher Biological Station | 6 |  | 0.3 | 2.3 | 9 | 14 | 25 | 33 |  |  | 116 | Guyed | 10 | 100% |  | Standard | Standard | Standard | Standard | Standard | Standard | Standard | Standard | Standard | Standard | [8 empty] | 4 | 26.5 | 26.5 | 2.125 | 0.3 | 2.3 | 9 | 14 | 25 | 33 |  |  | 0.3 | 2.3 | 9 | 14 | 25 | 33 | 0 | 0 | -0.1037 | 0.49281 | 2.4911 | 3.9824 | 7.2633 | 10 | 0 | 0 | 2 | 0 | 1 | 1 | 0 | 0 | 0 | 1 | 0 | 0 | 1 | [8 empty] | B, p-thru above | ML | ML | p-thru | p-thru | p-thru | ML | p-thru | p-thru | TOP | [8 empty] | 1 | 0 | 0 | 0 | 3 | 0 | 5 | 1 | 0 |  | 0 | 0 | 5 | 1 | 6 | 0 | 1 | 3 | 10 | 0 | 0 |  |  |  |  | -0.1037 | 0.49281 | 2.4911 | 3.9824 | 7.2633 | 10 | 100 | 100 | 100 | 100 | 10 | 7.2633 | 3.9824 | 2.4911 | 0.49281 | -0.1037 | ML2.5 |  | ML1 | ML5.5
DSNY | D03 | 1-FY14 | Disney Wilderness Preserve | 4 |  | 0.3 | 1.5 | 4 | 6 |  |  |  |  | 26 | Self Supporting | 2 | 100% |  | Standard | Standard | [16 empty] | 9 | 14 | 15.25 | 1.1875 | 0.3 | 1.5 | 4 | 6 |  |  |  |  | 0.3 | 1.5 | 4 | 6 | 0 | 0 | 0 | 0 | -0.018477 | 0.33943 | 1.0851 | 2 | 0 | 0 | 0 | 0 | 2 | 1 | 1 | [16 empty] | B, ML above | TOP | [16 empty] | 0 | 0 | 1 | 0 | 0 | 0 | 0 | 1 | 0 |  | 0 | 0 | 3 | 1 | 4 | 0 | 1 | 2 | 2 | 0 | 0 |  |  |  |  | -0.018477 | 0.33943 | 1.0851 | 2 | 100 | 100 | 100 | 100 | 100 | 100 | 100 | 100 | 2 | 1.0851 | 0.33943 | -0.018477 | ML3.5 |  | ML1 | ML3.5
JERC | D03 | 1-FY14 | Jones Ecological Research Center | 6 |  | 0.2 | 7 | 16 | 23 | 29 | 42 |  |  | 138 | Guyed | 12 | 100% |  | Heavy | Heavy | Standard | Standard | Standard | Standard | Standard | Standard | Standard | Standard | Standard | Standard | [6 empty] | 6 | 28.5 | 29.5 | 2.375 | 0.2 | 7 | 16 | 23 | 29 | 42 |  |  | 0.2 | 7 | 16 | 23 | 29 | 42 | 0 | 0 | -0.15626 | 1.8719 | 4.5562 | 6.644 | 8.4336 | 12 | 0 | 0 | 1 | 1 | 0 | 0 | 1 | 0 | 1 | 0 | 1 | 0 | 0 | 0 | 1 | [6 empty] | B, ML above | p-thru | p-thru | ML | p-thru | ML | p-thru | ML | p-thru | p-thru | p-thru | TOP | [6 empty] | 0 | 0 | 1 | 0 | 3 | 0 | 7 | 1 | 0 |  | 1 | 1 | 3 | 1 | 6 | 0 | 2 | 5 | 10 | 2 | 0 |  |  |  |  | -0.15626 | 1.8719 | 4.5562 | 6.644 | 8.4336 | 12 | 100 | 100 | 100 | 100 | 12 | 8.4336 | 6.644 | 4.5562 | 1.8719 | -0.15626 | ML1.5 |  | ML1 | ML5.5
GUAN | D04 |  | Guanica Forest | 5 |  | 0.3 | 4 | 8 | 12 | 20 |  |  |  | 72 | Guyed | 6 | 100% |  | Standard | Standard | Standard | Standard | Standard | Standard | [12 empty] | 3 | 25.5 |  | 2.0417 | 0.3 | 4 | 8 | 12 | 20 |  |  |  | 0.3 | 4 | 8 | 12 | 20 | 0 | 0 | 0 | -0.096129 | 1.0074 | 2.2005 | 3.3935 | 6 | 0 | 0 | 0 | 1 | 1 | 1 | 1 | 0 | 0 | 1 | [12 empty] | B, ML above | ML | ML | p-thru | p-thru | TOP | [12 empty] | 0 | 0 | 1 | 0 | 2 | 0 | 2 | 1 | 0 |  | 0 | 0 | 4 | 1 | 5 | 0 | 2 | 3 | 6 | 0 | 0 |  |  |  |  | -0.096129 | 1.0074 | 2.2005 | 3.3935 | 6 | 100 | 100 | 100 | 100 | 100 | 100 | 6 | 3.3935 | 2.2005 | 1.0074 | -0.096129 | ML2.5 |  | ML1 | ML4.5
LAJA | D04 | B-FY15-1 | Lajas Experimental Station | 4 |  | 0.15 | 2 | 4 | 6 |  |  |  |  | 26 | Self Supporting | 2 | 100% |  | Standard | Standard | [16 empty] | 9 | 14 |  | 1.0833 | 0.15 | 2 | 4 | 6 |  |  |  |  | 0.15 | 2 | 4 | 6 | 0 | 0 | 0 | 0 | -0.053746 | 0.49803 | 1.0945 | 2 | 0 | 0 | 0 | 0 | 2 | 1 | 1 | [16 empty] | B, ML above | TOP | [16 empty] | 0 | 0 | 1 | 0 | 0 | 0 | 0 | 1 | 0 |  | 0 | 0 | 3 | 1 | 4 | 0 | 1 | 2 | 2 | 0 | 0 |  |  |  |  | -0.053746 | 0.49803 | 1.0945 | 2 | 100 | 100 | 100 | 100 | 100 | 100 | 100 | 100 | 2 | 1.0945 | 0.49803 | -0.053746 | ML3.5 |  | ML1 | ML3.5
UNDE | D05 | A-FY14 | UNDERC | 6 |  | 0.3 | 8 | 16 | 24 | 27 | 36 |  |  | 127 | Guyed | 11 | 100% |  | Standard | Standard | Standard | Standard | Standard | Standard | Standard | Standard | Standard | Standard | Standard | [7 empty] | 3 | 25.5 | 28.25 | 2.2708 | 0.3 | 8 | 16 | 23.4 | 26.7 | 36 |  |  | 0.3 | 8 | 16 | 24 | 27 | 36 | 0 | 0 | -0.11696 | 2.1796 | 4.5657 | 6.7728 | 7.7571 | 11 | 0 | 0 | 1 | 0 | 1 | 0 | 1 | 0 | 1 | 1 | 0 | 0 | 0 | 1 | [7 empty] | B, p-thru above | ML | p-thru | ML | p-thru | ML | ML | p-thru | p-thru | p-thru | TOP | [7 empty] | 0 | 1 | 0 | 0 | 0 | 4 | 5 | 0 | 1 |  | 0 | 0 | 5 | 1 | 6 | 0 | 3 | 5 | 11 | 0 | 0 |  |  |  |  | -0.11696 | 2.1796 | 4.5657 | 6.7728 | 7.7571 | 11 | 100 | 100 | 100 | 100 | 11 | 7.7571 | 6.7728 | 4.5657 | 2.1796 | -0.11696 | ML1.5 |  | ML1 | ML5.5
STEI | D05 |  | Steigerwaldt Land Services | 6 |  | 0.3 | 2.77 | 6.12 | 9.48 | 14.62 | 21.59 |  |  | 70 | Self Supporting | 6 | 100% |  | Heavy | Heavy | Heavy | Standard | Standard | Standard | [12 empty] | 3 | 8 |  | 0.58333 | 0.3 | 2.77 | 6.12 | 9.48 | 14.62 | 21.59 |  |  | 0.3 | 2.77 | 6.12 | 9.48 | 14.62 | 21.59 | 0 | 0 | 0.036447 | 0.77314 | 1.7723 | 2.7745 | 4.3075 | 6 | 0 | 0 | 2 | 1 | 1 | 0 | 1 | 0 | 1 | [12 empty] | B, ML above | ML | p-thru | ML | p-thru | TOP | [12 empty] | 0 | 0 | 0 | 1 | 0 | 2 | 2 | 0 | 1 |  | 3 | 1 | 1 | 1 | 6 | 0 | 1 | 2 | 3 | 3 | 0 |  |  |  |  | 0.036447 | 0.77314 | 1.7723 | 2.7745 | 4.3075 | 6 | 100 | 100 | 100 | 100 | 6 | 4.3075 | 2.7745 | 1.7723 | 0.77314 | 0.036447 | ML2.5 |  | #N/A | ML5.5
TREE | D05 | D-FY15-3 | Treehaven | 6 |  | 0.3 | 0.8 | 10 | 23 | 27 | 35 |  |  | 116 | Guyed | 10 | 100% |  | Standard | Standard | Standard | Standard | Standard | Standard | Standard | Standard | Standard | Standard | [8 empty] | 3 | 25.5 |  | 2.0417 | 0.3 | 0.8 | 10 | 23 | 27 | 35 |  |  | 0.3 | 0.8 | 10 | 23 | 27 | 35 | 0 | 0 | -0.096129 | 0.053 | 2.797 | 6.6743 | 7.8674 | 10 | 0 | 0 | 2 | 0 | 1 | 0 | 0 | 0 | 1 | 1 | 0 | 0 | 1 | [8 empty] | B, p-thru above | ML | p-thru | p-thru | p-thru | ML | ML | p-thru | p-thru | TOP | [8 empty] | 0 | 1 | 0 | 0 | 0 | 3 | 5 | 0 | 1 |  | 0 | 0 | 5 | 1 | 6 | 0 | 1 | 3 | 10 | 0 | 0 |  |  |  |  | -0.096129 | 0.053 | 2.797 | 6.6743 | 7.8674 | 10 | 100 | 100 | 100 | 100 | 10 | 7.8674 | 6.6743 | 2.797 | 0.053 | -0.096129 | ML2.5 |  | ML1 | ML5.5
KONZ | D06 | C-FY15-2 | Konza Prairie Biological Station | 4 |  | 0.2 | 1.5 | 3.8 | 6 |  |  |  |  | 26 | Self Supporting | 2 | 100% |  | Standard | Standard | [16 empty] | 10.5 | 15.5 |  | 1.2083 | 0.2 | 1.5 | 3.8 | 6 |  |  |  |  | 0.2 | 1.5 | 3.8 | 6 | 0 | 0 | 0 | 0 | -0.050197 | 0.33754 | 1.0235 | 2 | 0 | 0 | 0 | 0 | 2 | 1 | 1 | [16 empty] | B, ML above | TOP | [16 empty] | 0 | 0 | 0 | 1 | 0 | 0 | 0 | 0 | 1 |  | 0 | 0 | 3 | 1 | 4 | 0 | 1 | 2 | 2 | 0 | 0 |  |  |  |  | -0.050197 | 0.33754 | 1.0235 | 2 | 100 | 100 | 100 | 100 | 100 | 100 | 100 | 100 | 2 | 1.0235 | 0.33754 | -0.050197 | ML3.5 |  | ML1 | ML3.5
UKFS | D06 |  | The University of Kansas Field Station | 6 |  | 0.3 | 1 | 8 | 19 | 24 | 32.5 |  |  | 116 | Guyed | 10 | 100% |  | Standard | Standard | Standard | Standard | Standard | Standard | Standard | Standard | Standard | Standard | [8 empty] | 4.5 | 27 |  | 2.1667 | 0.3 | 1 | 8 | 19 | 24 | 32.5 |  |  | 0.3 | 1 | 8 | 19 | 24 | 32.5 | 0 | 0 | -0.10749 | 0.10129 | 2.1891 | 5.4699 | 6.9612 | 10 | 0 | 0 | 2 | 0 | 1 | 0 | 0 | 1 | 1 | 0 | 0 | 0 | 1 | [8 empty] | B, p-thru above | ML | p-thru | p-thru | ML | ML | p-thru | p-thru | p-thru | TOP | [8 empty] | 0 | 1 | 0 | 0 | 0 | 3 | 5 | 0 | 1 |  | 0 | 0 | 5 | 1 | 6 | 0 | 1 | 3 | 10 | 0 | 0 |  |  |  |  | -0.10749 | 0.10129 | 2.1891 | 5.4699 | 6.9612 | 10 | 100 | 100 | 100 | 100 | 10 | 6.9612 | 5.4699 | 2.1891 | 0.10129 | -0.10749 | ML2.5 |  | ML1 | ML5.5
KONA | D06 |  | Konza Prairie Biological Station | 4 |  | 0.2 | 1.5 | 3.8 | 6 |  |  |  |  | 26 | Self Supporting | 2 | 100% |  | Standard | Standard | [16 empty] | 10.5 | 15.5 |  | 1.2083 | 0.2 | 1.5 | 3.8 | 6 |  |  |  |  | 0.2 | 1.5 | 3.8 | 6 | 0 | 0 | 0 | 0 | -0.050197 | 0.33754 | 1.0235 | 2 | 0 | 0 | 0 | 0 | 2 | 1 | 1 | [16 empty] | B, ML above | TOP | [16 empty] | 0 | 0 | 0 | 1 | 0 | 0 | 0 | 0 | 1 |  | 0 | 0 | 3 | 1 | 4 | 0 | 1 | 2 | 2 | 0 | 0 |  |  |  |  | -0.050197 | 0.33754 | 1.0235 | 2 | 100 | 100 | 100 | 100 | 100 | 100 | 100 | 100 | 2 | 1.0235 | 0.33754 | -0.050197 | ML3.5 |  | ML1 | ML3.5
ORNL | D07 | B-FY15-1 | Oak Ridge | 6 |  | 0.3 | 7 | 16 | 22 | 30 | 38 |  |  | 127 | Guyed | 11 | 100% |  | Standard | Standard | Standard | Standard | Standard | Standard | Standard | Standard | Standard | Standard | Standard | [7 empty] | 6 | 28.5 |  | 2.2917 | 0.3 | 7 | 16 | 22 | 30 | 38 |  |  | 0.3 | 7 | 16 | 22 | 30 | 38 | 0 | 0 | -0.11886 | 1.8795 | 4.5638 | 6.3533 | 8.7394 | 11 | 0 | 0 | 1 | 1 | 0 | 0 | 1 | 0 | 1 | 0 | 1 | 0 | 0 | 1 | [7 empty] | B, ML above | p-thru | p-thru | ML | p-thru | ML | p-thru | ML | p-thru | p-thru | TOP | [7 empty] | 0 | 0 | 0 | 1 | 0 | 3 | 6 | 0 | 1 |  | 0 | 0 | 5 | 1 | 6 | 0 | 2 | 5 | 11 | 0 | 0 |  |  |  |  | -0.11886 | 1.8795 | 4.5638 | 6.3533 | 8.7394 | 11 | 100 | 100 | 100 | 100 | 11 | 8.7394 | 6.3533 | 4.5638 | 1.8795 | -0.11886 | ML1.5 |  | ML1 | ML5.5
MLBS | D07 | B-FY15-1 | Mountain Lake Biological Station | 6 |  | 0.3 | 4 | 8 | 14 | 20 | 28 |  |  | 94 | Guyed | 8 | 100% |  | Standard | Standard | Standard | Standard | Standard | Standard | Standard | Standard | [10 empty] | 3 | 25.5 |  | 2.0417 | 0.3 | 4 | 8 | 14 | 20 | 28 |  |  | 0.3 | 4 | 8 | 14 | 20 | 28 | 0 | 0 | -0.096129 | 1.0074 | 2.2005 | 3.99 | 5.7796 | 8 | 0 | 0 | 1 | 1 | 1 | 1 | 0 | 1 | 0 | 0 | 1 | [10 empty] | B, ML above | ML | ML | p-thru | ML | p-thru | p-thru | TOP | [10 empty] | 0 | 0 | 0 | 1 | 0 | 3 | 3 | 0 | 1 |  | 0 | 0 | 5 | 1 | 6 | 0 | 2 | 3 | 8 | 0 | 0 |  |  |  |  | -0.096129 | 1.0074 | 2.2005 | 3.99 | 5.7796 | 8 | 100 | 100 | 100 | 100 | 8 | 5.7796 | 3.99 | 2.2005 | 1.0074 | -0.096129 | ML2.5 |  | ML1 | ML5.5
GRSM | D07 | E-FY15-4 | Great Smoky Mountains National Park, Twin Creeks | 6 |  | 0.3 | 7 | 16 | 25 | 34 | 45 |  |  | 149 | Guyed | 13 | 100% |  | Standard | Standard | Standard | Standard | Standard | Standard | Standard | Standard | Standard | Standard | Standard | Standard | Standard | [5 empty] | 4.5 | 27 |  | 2.1667 | 0.3 | 7 | 16 | 25 | 34 | 45 |  |  | 0.3 | 7 | 16 | 25 | 34 | 45 | 0 | 0 | -0.10749 | 1.8908 | 4.5752 | 7.2595 | 9.9438 | 13 | 0 | 0 | 1 | 1 | 0 | 0 | 1 | 0 | 0 | 1 | 0 | 1 | 0 | 0 | 0 | 1 | [5 empty] | B, ML above | p-thru | p-thru | ML | p-thru | p-thru | ML | p-thru | ML | p-thru | p-thru | p-thru | TOP | [5 empty] | 0 | 0 | 0 | 1 | 0 | 3 | 8 | 0 | 1 |  | 0 | 0 | 5 | 1 | 6 | 0 | 2 | 5 | 13 | 0 | 0 |  |  |  |  | -0.10749 | 1.8908 | 4.5752 | 7.2595 | 9.9438 | 13 | 100 | 100 | 100 | 100 | 13 | 9.9438 | 7.2595 | 4.5752 | 1.8908 | -0.10749 | ML1.5 |  | ML1 | ML5.5
TALL | D08 | B-FY15-1 | Talladega National Forest | 5 |  | 0.3 | 2 | 22 | 28 | 35 |  |  |  | 116 | Guyed | 10 | 100% |  | Standard | Standard | Standard | Standard | Standard | Standard | Standard | Standard | Standard | Standard | [8 empty] | 3 | 25.5 |  | 2.0417 | 0.3 | 2 | 22 | 28 | 35 |  |  |  | 0.3 | 2 | 22 | 28 | 35 | 0 | 0 | 0 | -0.096129 | 0.41091 | 6.3761 | 8.1656 | 10 | 0 | 0 | 0 | 2 | 0 | 0 | 0 | 0 | 0 | 1 | 0 | 1 | 0 | 1 | [8 empty] | B, p-thru above | p-thru | p-thru | p-thru | p-thru | ML | p-thru | ML | p-thru | TOP | [8 empty] | 1 | 0 | 0 | 0 | 2 | 0 | 6 | 1 | 0 |  | 0 | 0 | 4 | 1 | 5 | 0 | 1 | 7 | 10 | 0 | 0 |  |  |  |  | -0.096129 | 0.41091 | 6.3761 | 8.1656 | 10 | 100 | 100 | 100 | 100 | 100 | 100 | 10 | 8.1656 | 6.3761 | 0.41091 | -0.096129 | ML2.5 |  | ML1 | ML4.5
DELA | D08 | A-FY14 | Dead Lake | 6 |  | 0.3 | 5 | 19 | 28 | 33 | 42 |  |  | 138 | Guyed | 12 | 100% |  | Standard | Standard | Standard | Standard | Standard | Standard | Standard | Standard | Standard | Standard | Standard | Standard | [6 empty] | 6 | 28.5 | 27.125 | 2.1771 | 0.3 | 5 | 19 | 28 | 33 | 42 |  |  | 0.3 | 5 | 19 | 28 | 33 | 42 | 0 | 0 | -0.10844 | 1.2934 | 5.469 | 8.1533 | 9.6446 | 12 | 0 | 0 | 1 | 1 | 0 | 0 | 0 | 1 | 0 | 0 | 1 | 1 | 0 | 0 | 1 | [6 empty] | B, ML above | p-thru | p-thru | p-thru | ML | p-thru | p-thru | ML | ML | p-thru | p-thru | TOP | [6 empty] | 0 | 0 | 1 | 0 | 3 | 0 | 7 | 1 | 0 |  | 0 | 0 | 5 | 1 | 6 | 0 | 2 | 6 | 12 | 0 | 0 |  |  |  |  | -0.10844 | 1.2934 | 5.469 | 8.1533 | 9.6446 | 12 | 100 | 100 | 100 | 100 | 12 | 9.6446 | 8.1533 | 5.469 | 1.2934 | -0.10844 | ML2.5 |  | ML1 | ML5.5
LENO | D08 |  | Lenoir Landing | 6 |  | 0.3 | 2 | 16 | 32 | 38 | 45 |  |  | 149 | Guyed | 13 | 100% |  | Heavy | Heavy | Heavy | Heavy | Heavy | Heavy | Heavy | Heavy | Standard | Standard | Standard | Standard | Standard | [5 empty] | 4.5 | 27 |  | 2.1667 | 0.3 | 2 | 16 | 32 | 38 | 45 |  |  | 0.3 | 2 | 16 | 32 | 38 | 45 | 0 | 0 | -0.10749 | 0.39955 | 4.5752 | 9.3473 | 11.1368 | 13 | 0 | 0 | 2 | 0 | 0 | 0 | 1 | 0 | 0 | 0 | 0 | 1 | 0 | 1 | 0 | 1 | [5 empty] | B, p-thru above | p-thru | p-thru | ML | p-thru | p-thru | p-thru | p-thru | ML | p-thru | ML | p-thru | TOP | [5 empty] | 1 | 0 | 0 | 0 | 3 | 0 | 8 | 1 | 0 |  | 3 | 0 | 2 | 1 | 6 | 0 | 1 | 5 | 5 | 8 | 0 |  |  |  |  | -0.10749 | 0.39955 | 4.5752 | 9.3473 | 11.1368 | 13 | 100 | 100 | 100 | 100 | 13 | 11.1368 | 9.3473 | 4.5752 | 0.39955 | -0.10749 | ML2.5 |  | ML1 | ML5.5
WOOD | D09 | C-FY15-2 | Woodworth | 4 |  | 0.2 | 1 | 3.5 | 6 |  |  |  |  | 26 | Self Supporting | 2 | 100% |  | Standard | Standard | [16 empty] | 9 | 14 | 15 | 1.1667 | 0.2 | 1 | 3.5 | 6 |  |  |  |  | 0.2 | 1 | 3.5 | 6 | 0 | 0 | 0 | 0 | -0.046409 | 0.1922 | 0.93784 | 2 | 0 | 0 | 0 | 0 | 3 | 0 | 1 | [16 empty] | B, ML above | TOP | [16 empty] | 0 | 0 | 0 | 1 | 0 | 0 | 0 | 0 | 1 |  | 0 | 0 | 3 | 1 | 4 | 0 | 1 | 1 | 2 | 0 | 0 |  |  |  |  | -0.046409 | 0.1922 | 0.93784 | 2 | 100 | 100 | 100 | 100 | 100 | 100 | 100 | 100 | 2 | 0.93784 | 0.1922 | -0.046409 | ML3.5 |  | ML1 | ML3.5
DCFS | D09 | C-FY15-2 | Dakota Coteau Field School | 4 |  | 0.3 | 1.5 | 4 | 6 |  |  |  |  | 26 | Self Supporting | 2 | 100% |  | Standard | Standard | [16 empty] | 9 | 14 | 16 | 1.25 | 0.3 | 1.5 | 4 | 6 |  |  |  |  | 0.3 | 1.5 | 4 | 6 | 0 | 0 | 0 | 0 | -0.024159 | 0.33375 | 1.0794 | 2 | 0 | 0 | 0 | 0 | 2 | 1 | 1 | [16 empty] | B, ML above | TOP | [16 empty] | 0 | 0 | 0 | 1 | 0 | 0 | 0 | 0 | 1 |  | 0 | 0 | 3 | 1 | 4 | 0 | 1 | 2 | 2 | 0 | 0 |  |  |  |  | -0.024159 | 0.33375 | 1.0794 | 2 | 100 | 100 | 100 | 100 | 100 | 100 | 100 | 100 | 2 | 1.0794 | 0.33375 | -0.024159 | ML3.5 |  | ML1 | ML3.5
NOGP | D09 |  | Northern Great Plains Research Laboratory | 4 |  | 0.3 | 1 | 3.5 | 6 |  |  |  |  | 26 | Self Supporting | 2 | 100% |  | Standard | Standard | [16 empty] | 12 | 17 |  | 1.3333 | 0.3 | 1 | 3.5 | 6 |  |  |  |  | 0.3 | 1 | 3.5 | 6 | 0 | 0 | 0 | 0 | -0.031735 | 0.17705 | 0.92269 | 2 | 0 | 0 | 0 | 0 | 3 | 0 | 1 | [16 empty] | B, ML above | TOP | [16 empty] | 0 | 0 | 0 | 1 | 0 | 0 | 0 | 0 | 1 |  | 0 | 0 | 3 | 1 | 4 | 0 | 1 | 1 | 2 | 0 | 0 |  |  |  |  | -0.031735 | 0.17705 | 0.92269 | 2 | 100 | 100 | 100 | 100 | 100 | 100 | 100 | 100 | 2 | 0.92269 | 0.17705 | -0.031735 | ML3.5 |  | ML1 | ML3.5
CPER | D10 | 0-FY13 | Central Plains Experimental Range | 4 |  | 0.15 | 2.26 | 3.76 | 8 |  |  |  |  | 26 | Self Supporting | 2 | 100% |  | Standard | Standard | [16 empty] | 18 | 23 | 23.5 | 1.875 | 0.15 | 2.26 | 3.76 | 8 |  |  |  |  | 0.15 | 2.26 | 3.76 | 8 | 0 | 0 | 0 | 0 | -0.12572 | 0.50361 | 0.951 | 2 | 0 | 0 | 0 | 0 | 3 | 0 | 1 | [16 empty] | B, ML above | TOP | [16 empty] | 0 | 0 | 0 | 1 | 0 | 0 | 0 | 0 | 1 |  | 0 | 0 | 3 | 1 | 4 | 0 | 1 | 1 | 2 | 0 | 0 |  |  |  |  | -0.12572 | 0.50361 | 0.951 | 2 | 100 | 100 | 100 | 100 | 100 | 100 | 100 | 100 | 2 | 0.951 | 0.50361 | -0.12572 | ML3.5 |  | ML1 | ML3.5
STER | D10 | 0-FY13 | North Sterling, CO | 4 |  | 0.15 | 2 | 5 | 8 |  |  |  |  | 26 | Self Supporting | 2 | 100% |  | Standard | Standard | [16 empty] | 0 | 5 | 3.625 | 0.21875 | 0.15 | 2 | 5 | 8 |  |  |  |  | 0.15 | 2 | 5 | 8 | 0 | 0 | 0 | 0 | 0.024852 | 0.57663 | 1.4714 | 2 | 0 | 0 | 0 | 0 | 2 | 1 | 1 | [16 empty] | B, ML above | TOP | [16 empty] | 0 | 0 | 0 | 1 | 0 | 0 | 0 | 0 | 1 |  | 0 | 0 | 3 | 1 | 4 | 0 | 1 | 2 | 2 | 0 | 0 |  |  |  |  | 0.024852 | 0.57663 | 1.4714 | 2 | 100 | 100 | 100 | 100 | 100 | 100 | 100 | 100 | 2 | 1.4714 | 0.57663 | 0.024852 | ML3 |  | #N/A | ML3.5
RMNP | D10 | A-FY14 | Rocky Mountain National Park, CASTNET | 5 |  | 0.3 | 6.8 | 13 | 18 | 24.5 |  |  |  | 81 | Self Supporting | 7 | 100% |  | Extreme | Extreme | Extreme | Heavy | Heavy | Standard | Standard | [11 empty] | 12 | 17 | 14.75 | 1.1458 | 0.3 | 6.8 | 13 | 18 | 24.5 |  |  |  | 0.3 | 6.8 | 13 | 18 | 24.5 | 0 | 0 | 0 | -0.014689 | 1.924 | 3.7732 | 5.2645 | 7 | 0 | 0 | 0 | 1 | 1 | 0 | 1 | 0 | 1 | 0 | 1 | [11 empty] | B, ML above | p-thru | ML | p-thru | ML | p-thru | TOP | [11 empty] | 0 | 0 | 0 | 1 | 0 | 2 | 3 | 0 | 1 |  | 3 | 1 | 0 | 1 | 5 | 0 | 2 | 4 | 2 | 2 | 3 |  |  |  |  | -0.014689 | 1.924 | 3.7732 | 5.2645 | 7 | 100 | 100 | 100 | 100 | 100 | 100 | 7 | 5.2645 | 3.7732 | 1.924 | -0.014689 | ML1.5 |  | ML1 | ML4.5
CLBJ | D11 |  | LBJ National Grassland | 5 |  | 0.3 | 4 | 10 | 16 | 22 |  |  |  | 72 | Guyed | 6 | 100% |  | Standard | Standard | Standard | Standard | Standard | Standard | [12 empty] | 10.5 | 33 |  | 2.6667 | 0.3 | 4 | 10 | 16 | 22 |  |  |  | 0.3 | 4 | 10 | 16 | 22 | 0 | 0 | 0 | -0.15295 | 0.95061 | 2.7402 | 4.5297 | 6 | 0 | 0 | 0 | 2 | 0 | 1 | 0 | 1 | 0 | 1 | [12 empty] | B, p-thru above | ML | p-thru | ML | p-thru | TOP | [12 empty] | 0 | 1 | 0 | 0 | 0 | 2 | 2 | 0 | 1 |  | 0 | 0 | 4 | 1 | 5 | 0 | 1 | 3 | 6 | 0 | 0 |  |  |  |  | -0.15295 | 0.95061 | 2.7402 | 4.5297 | 6 | 100 | 100 | 100 | 100 | 100 | 100 | 6 | 4.5297 | 2.7402 | 0.95061 | -0.15295 | ML2.5 |  | ML1 | ML4.5
OAES | D11 | A-FY14 | Klemme Range Research Station | 4 |  | 0.3 | 2 | 4 | 6 |  |  |  |  | 26 | Self Supporting | 2 | 100% |  | Standard | Standard | [16 empty] | 9 | 14 | 11.625 | 0.88542 | 0.3 | 2 | 4 | 6 |  |  |  |  | 0.3 | 2 | 4 | 6 | 0 | 0 | 0 | 0 | 0.008985 | 0.51602 | 1.1125 | 2 | 0 | 0 | 0 | 0 | 2 | 1 | 1 | [16 empty] | B, ML above | TOP | [16 empty] | 0 | 0 | 0 | 1 | 0 | 0 | 0 | 0 | 1 |  | 0 | 0 | 3 | 1 | 4 | 0 | 1 | 2 | 2 | 0 | 0 |  |  |  |  | 0.008985 | 0.51602 | 1.1125 | 2 | 100 | 100 | 100 | 100 | 100 | 100 | 100 | 100 | 2 | 1.1125 | 0.51602 | 0.008985 | ML3.5 |  | #N/A | ML3.5
YELL | D12 |  | Yellowstone Northern Range (Frog Rock) | 6 |  | 0.3 | 1 | 8 | 14 | 17 | 20 |  |  | 70 | Self Supporting | 6 | 100% |  | Extreme | Extreme | Heavy | Heavy | Standard | Standard | [12 empty] | 10.5 | 15.5 |  | 1.2083 | 0.3 | 1 | 8 | 14 | 17 | 20 |  |  | 0.3 | 1 | 8 | 14 | 17 | 20 | 0 | 0 | -0.020371 | 0.18841 | 2.2762 | 4.0658 | 4.9605 | 6 | 0 | 0 | 2 | 0 | 1 | 0 | 2 | 0 | 1 | [12 empty] | B, p-thru above | ML | p-thru | ML | ML | TOP | [12 empty] | 0 | 1 | 0 | 0 | 0 | 3 | 1 | 0 | 1 |  | 3 | 2 | 0 | 1 | 6 | 0 | 1 | 3 | 2 | 2 | 2 |  |  |  |  | -0.020371 | 0.18841 | 2.2762 | 4.0658 | 4.9605 | 6 | 100 | 100 | 100 | 100 | 6 | 4.9605 | 4.0658 | 2.2762 | 0.18841 | -0.020371 | ML2.5 |  | ML1 | ML5.5
NIWO | D13 |  | Niwot Ridge Mountain Research Station | 4 |  | 0.2 | 1 | 4 | 6 |  |  |  |  | 26 | Self Supporting | 2 | 100% |  | Extreme | Heavy | [16 empty] | 10.5 | 15.5 |  | 1.2083 | 0.2 | 1 | 4 | 6 |  |  |  |  | 0.2 | 1 | 4 | 6 | 0 | 0 | 0 | 0 | -0.050197 | 0.18841 | 1.0832 | 2 | 0 | 0 | 0 | 0 | 2 | 1 | 1 | [16 empty] | B, ML above | TOP | [16 empty] | 0 | 0 | 0 | 1 | 0 | 0 | 0 | 0 | 1 |  | 2 | 0 | 1 | 1 | 4 | 0 | 1 | 2 | 0 | 1 | 1 |  |  |  |  | -0.050197 | 0.18841 | 1.0832 | 2 | 100 | 100 | 100 | 100 | 100 | 100 | 100 | 100 | 2 | 1.0832 | 0.18841 | -0.050197 | ML3.5 |  | ML1 | ML3.5
MOAB | D13 | B-FY15-1 | Moab | 4 |  | 0.2 | 2 | 4 | 6 |  |  |  |  | 26 | Self Supporting | 2 | 100% |  | Standard | Standard | [16 empty] | 12 | 17 |  | 1.3333 | 0.2 | 2 | 4 | 6 |  |  |  |  | 0.2 | 2 | 4 | 6 | 0 | 0 | 0 | 0 | -0.06156 | 0.4753 | 1.0718 | 2 | 0 | 0 | 0 | 0 | 2 | 1 | 1 | [16 empty] | B, ML above | TOP | [16 empty] | 0 | 0 | 0 | 1 | 0 | 0 | 0 | 0 | 1 |  | 0 | 0 | 3 | 1 | 4 | 0 | 1 | 2 | 2 | 0 | 0 |  |  |  |  | -0.06156 | 0.4753 | 1.0718 | 2 | 100 | 100 | 100 | 100 | 100 | 100 | 100 | 100 | 2 | 1.0718 | 0.4753 | -0.06156 | ML3.5 |  | ML1 | ML3.5
SRER | D14 |  | Santa Rita Experimental Range | 4 |  | 0.25 | 1.8 | 4 | 8 |  |  |  |  | 26 | Self Supporting | 2 | 100% |  | Standard | Standard | [16 empty] | 12 | 17 |  | 1.3333 | 0.25 | 1.8 | 4 | 8 |  |  |  |  | 0.25 | 1.8 | 4 | 8 | 0 | 0 | 0 | 0 | -0.046648 | 0.41565 | 1.0718 | 2 | 0 | 0 | 0 | 0 | 2 | 1 | 1 | [16 empty] | B, ML above | TOP | [16 empty] | 0 | 0 | 1 | 0 | 0 | 0 | 0 | 1 | 0 |  | 0 | 0 | 3 | 1 | 4 | 0 | 1 | 2 | 2 | 0 | 0 |  |  |  |  | -0.046648 | 0.41565 | 1.0718 | 2 | 100 | 100 | 100 | 100 | 100 | 100 | 100 | 100 | 2 | 1.0718 | 0.41565 | -0.046648 | ML3.5 |  | ML1 | ML3.5
JORN | D14 | 1-FY14 | Jornada LTER | 4 |  | 0.2 | 1.3 | 4 | 8 |  |  |  |  | 26 | Self Supporting | 2 | 100% |  | Standard | Standard | [16 empty] | 12 | 17 | 17.4375 | 1.3698 | 0.2 | 1.3 | 4 | 8 |  |  |  |  | 0.2 | 1.3 | 4 | 8 | 0 | 0 | 0 | 0 | -0.064875 | 0.26321 | 1.0685 | 2 | 0 | 0 | 0 | 0 | 2 | 1 | 1 | [16 empty] | B, ML above | TOP | [16 empty] | 0 | 0 | 1 | 0 | 0 | 0 | 0 | 1 | 0 |  | 0 | 0 | 3 | 1 | 4 | 0 | 1 | 2 | 2 | 0 | 0 |  |  |  |  | -0.064875 | 0.26321 | 1.0685 | 2 | 100 | 100 | 100 | 100 | 100 | 100 | 100 | 100 | 2 | 1.0685 | 0.26321 | -0.064875 | ML3.5 |  | ML1 | ML3.5
ONAQ | D15 | C-FY15-2 | Onaqui-Ault | 4 |  | 0.2 | 2 | 4 | 6 |  |  |  |  | 26 | Self Supporting | 2 | 100% |  | Standard | Standard | [16 empty] | 10.5 | 15.5 |  | 1.2083 | 0.2 | 2 | 4 | 6 |  |  |  |  | 0.2 | 2 | 4 | 6 | 0 | 0 | 0 | 0 | -0.050197 | 0.48667 | 1.0832 | 2 | 0 | 0 | 0 | 0 | 2 | 1 | 1 | [16 empty] | B, ML above | TOP | [16 empty] | 0 | 0 | 0 | 1 | 0 | 0 | 0 | 0 | 1 |  | 0 | 0 | 3 | 1 | 4 | 0 | 1 | 2 | 2 | 0 | 0 |  |  |  |  | -0.050197 | 0.48667 | 1.0832 | 2 | 100 | 100 | 100 | 100 | 100 | 100 | 100 | 100 | 2 | 1.0832 | 0.48667 | -0.050197 | ML3.5 | 0 | ML1 | ML3.5
WREF | D16 |  | Wind River Experimental Forest | 8 |  | 0.3 | 8 | 20 | 35 | 42 | 50 | 60 | 86 | 237 | Self Supporting | 12 | 100% | [20 empty] | 5 |  | 0.33333 | 0.3 | 11 | 18 | 34.9 | 40.8 | 51.2 | 57.6 | 73 | 0.3 | 8 | 20 | 35 | 42 | 50 | 60 | 86 | 0.059174 | 3.2505 | 5.3383 | 10.3789 | 12.1386 | 15.2405 | 17.1494 | 12 | 1 | 0 | 0 | 1 | 0 | 1 | 0 | 0 | 0 | 0 | 1 | 0 | 2 | 0 | 0 | 1 | 0 | 1 |  | B, p-thru above | p-thru | ML | p-thru | ML | p-thru | p-thru | p-thru | p-thru | ML | p-thru | ML | ML | p-thru | ML | p-thru | TOP |  | 0 | 1 | 0 | 0 | 0 | 6 | 9 | 0 | 1 |  | 0 | 0 | 7 | 1 | 8 | 0 | 4 | 6 | 0 | 0 | 0 |  |  |  |  | 0.059174 | 3.2505 | 5.3383 | 10.3789 | 12.1386 | 15.2405 | 17.1494 | 12 | 12 | 17.1494 | 15.2405 | 12.1386 | 10.3789 | 5.3383 | 3.2505 | 0.059174 | ML1.5 | 0 | #N/A | ML7.5
ABBY | D16 | D-FY15-3 | Abby Road | 5 |  | 0.3 | 4.5 | 9.5 | 12.77 | 18 |  |  |  | 61 | Guyed | 5 | 100% |  | Heavy | Heavy | Heavy | Standard | Standard | [13 empty] | 10.5 | 33 |  | 2.6667 | 0.3 | 4.5 | 9.5 | 12.77 | 18 |  |  |  | 0.3 | 4.5 | 9.5 | 12.77 | 18 | 0 | 0 | 0 | -0.15295 | 1.0997 | 2.591 | 3.5663 | 5 | 0 | 0 | 0 | 1 | 1 | 1 | 1 | 0 | 1 | [13 empty] | B, ML above | ML | ML | p-thru | TOP | [13 empty] | 0 | 0 | 0 | 1 | 0 | 2 | 1 | 0 | 1 |  | 2 | 2 | 0 | 1 | 5 | 0 | 2 | 3 | 2 | 3 | 0 |  |  |  |  | -0.15295 | 1.0997 | 2.591 | 3.5663 | 5 | 100 | 100 | 100 | 100 | 100 | 100 | 5 | 3.5663 | 2.591 | 1.0997 | -0.15295 | ML2.5 |  | ML1 | ML4.5
SJER | D17 |  | San Joaquin | 6 |  | 0.3 | 0.6 | 5 | 21 | 24 | 36 |  |  | 127 | Guyed | 11 | 100% |  | Standard | Standard | Standard | Standard | Standard | Standard | Standard | Standard | Standard | Standard | Standard | [7 empty] | 3 | 25.5 |  | 2.0417 | 0.3 | 0.6 | 5 | 21 | 24 | 36 |  |  | 0.3 | 0.6 | 5 | 21 | 24 | 36 | 0 | 0 | -0.096129 | -0.0066512 | 1.3057 | 6.0778 | 6.9726 | 11 | 0 | 0 | 2 | 1 | 0 | 0 | 0 | 0 | 2 | 0 | 0 | 0 | 0 | 1 | [7 empty] | B, ML above | p-thru | p-thru | p-thru | p-thru | ML | ML | p-thru | p-thru | p-thru | TOP | [7 empty] | 0 | 0 | 0 | 1 | 0 | 2 | 7 | 0 | 1 |  | 0 | 0 | 5 | 1 | 6 | 0 | 1 | 2 | 11 | 0 | 0 |  |  |  |  | -0.096129 | -0.0066512 | 1.3057 | 6.0778 | 6.9726 | 11 | 100 | 100 | 100 | 100 | 11 | 6.9726 | 6.0778 | 1.3057 | -0.0066512 | -0.096129 | ML3 |  | ML2 | ML5.5
SOAP | D17 |  | Soaproot Saddle | 6 |  | 0.3 | 6 | 18 | 30 | 36 | 50 |  |  | 171 | Guyed | 15 | 100% |  | Heavy | Standard | Standard | Standard | Standard | Standard | Standard | Standard | Standard | Standard | Standard | Standard | Standard | Standard | Standard |  |  |  | 3 | 25.5 |  | 2.0417 | 0.3 | 6 | 18 | 30 | 36 | 50 |  |  | 0.3 | 6 | 18 | 30 | 36 | 50 | 0 | 0 | -0.096129 | 1.6039 | 5.183 | 8.7621 | 10.5517 | 15 | 0 | 0 | 1 | 1 | 0 | 0 | 0 | 1 | 0 | 0 | 1 | 0 | 1 | 0 | 0 | 0 | 0 | 1 |  |  |  | B, ML above | p-thru | p-thru | p-thru | ML | p-thru | p-thru | ML | p-thru | ML | p-thru | p-thru | p-thru | p-thru | TOP |  |  |  | 0 | 0 | 0 | 1 | 0 | 3 | 10 | 0 | 1 |  | 1 | 1 | 3 | 1 | 6 | 0 | 2 | 6 | 14 | 1 | 0 |  |  |  |  | -0.096129 | 1.6039 | 5.183 | 8.7621 | 10.5517 | 15 | 100 | 100 | 100 | 100 | 15 | 10.5517 | 8.7621 | 5.183 | 1.6039 | -0.096129 | ML2 |  | ML1 | ML5.5
TEAK | D17 |  | Lower Teakettle | 7 |  | 0.3 | 3 | 13 | 25 | 35 | 50 | 59 |  | 193 | Guyed | 17 | 100% |  | Heavy | Heavy | Heavy | Heavy | Heavy | Standard | Standard | Standard | Standard | Standard | Standard | Standard | Standard | Standard | Standard | Standard | Standard |  | 3 | 25.5 |  | 2.0417 | 0.3 | 3 | 13 | 25 | 35 | 50 | 59 |  | 0.3 | 3 | 13 | 25 | 35 | 50 | 59 | 0 | -0.096129 | 0.70917 | 3.6918 | 7.2708 | 10.2534 | 14.7273 | 17 | 0 | 2 | 0 | 0 | 1 | 0 | 0 | 0 | 1 | 0 | 0 | 1 | 0 | 0 | 0 | 1 | 0 | 0 | 1 |  | B, p-thru above | p-thru | ML | p-thru | p-thru | p-thru | ML | p-thru | p-thru | ML | p-thru | p-thru | p-thru | ML | p-thru | p-thru | TOP |  | 0 | 1 | 0 | 0 | 0 | 4 | 11 | 0 | 1 |  | 3 | 0 | 3 | 1 | 7 | 0 | 1 | 4 | 12 | 5 | 0 |  |  |  |  | -0.096129 | 0.70917 | 3.6918 | 7.2708 | 10.2534 | 14.7273 | 17 | 100 | 100 | 17 | 14.7273 | 10.2534 | 7.2708 | 3.6918 | 0.70917 | -0.096129 | ML2.5 |  | ML1 | ML6.5
TOOL | D18 |  | Toolik Lake | 4 |  | 0.25 | 1 | 3.5 | 6 |  |  |  |  | 26 | Self Supporting | 2 | 100% |  | Standard | Standard | [16 empty] | 10.5 | 15.5 |  | 1.2083 | 0.25 | 1 | 3.5 | 6 |  |  |  |  | 0.25 | 1 | 3.5 | 6 | 0 | 0 | 0 | 0 | -0.035284 | 0.18841 | 0.93406 | 2 | 0 | 0 | 0 | 0 | 3 | 0 | 1 | [16 empty] | B, ML above | TOP | [16 empty] | 0 | 0 | 0 | 1 | 0 | 0 | 0 | 0 | 1 |  | 0 | 0 | 3 | 1 | 4 | 0 | 1 | 1 | 2 | 0 | 0 |  |  |  |  | -0.035284 | 0.18841 | 0.93406 | 2 | 100 | 100 | 100 | 100 | 100 | 100 | 100 | 100 | 2 | 0.93406 | 0.18841 | -0.035284 | ML3.5 |  | ML1 | ML3.5
BARR | D18 |  | Barrow Environmental Observatory | 4 |  | 0.2 | 1 | 3.5 | 6 |  |  |  |  | 26 | Self Supporting | 2 | 100% |  | Extreme | Standard | [16 empty] | 10.5 | 15.5 |  | 1.2083 | 0.2 | 1 | 3.5 | 6 |  |  |  |  | 0.2 | 1 | 3.5 | 6 | 0 | 0 | 0 | 0 | -0.050197 | 0.18841 | 0.93406 | 2 | 0 | 0 | 0 | 0 | 3 | 0 | 1 | [16 empty] | B, ML above | TOP | [16 empty] | 0 | 0 | 0 | 1 | 0 | 0 | 0 | 0 | 1 |  | 1 | 2 | 0 | 1 | 4 | 0 | 1 | 1 | 1 | 0 | 1 |  |  |  |  | -0.050197 | 0.18841 | 0.93406 | 2 | 100 | 100 | 100 | 100 | 100 | 100 | 100 | 100 | 2 | 0.93406 | 0.18841 | -0.050197 | ML3.5 |  | ML1 | ML3.5
BONA | D19 |  | Caribou Creek - Poker Flats Watershed | 5 |  | 0.15 | 1.5 | 4 | 10 | 18 |  |  |  | 59 | Self Supporting | 5 | 100% |  | Heavy | Standard | Standard | Standard | Standard | [13 empty] | 56 | 61 |  | 5 | 0.15 | 1.5 | 4 | 10 | 18 |  |  |  | 0.15 | 1.5 | 4 | 10 | 18 | 0 | 0 | 0 | -0.40981 | -0.0071582 | 0.73849 | 2.528 | 5 | 0 | 0 | 0 | 3 | 0 | 1 | 0 | 0 | 1 | [13 empty] | B, ML above | ML | p-thru | p-thru | TOP | [13 empty] | 0 | 0 | 0 | 1 | 0 | 1 | 2 | 0 | 1 |  | 1 | 2 | 1 | 1 | 5 | 0 | 1 | 1 | 4 | 1 | 0 |  |  |  |  | -0.40981 | -0.0071582 | 0.73849 | 2.528 | 5 | 100 | 100 | 100 | 100 | 100 | 100 | 5 | 2.528 | 0.73849 | -0.0071582 | -0.40981 | ML3.5 |  | ML2 | ML4.5
DEJU | D19 |  | Delta Junction | 5 |  | 0.15 | 1 | 6 | 13 | 19 |  |  |  | 72 | Guyed | 6 | 100% |  | Standard | Standard | Standard | Standard | Standard | Standard | [12 empty] | 4.5 | 27 |  | 2.1667 | 0.15 | 1 | 6 | 13 | 19 |  |  |  | 0.15 | 1 | 6 | 13 | 19 | 0 | 0 | 0 | -0.15223 | 0.10129 | 1.5926 | 3.6804 | 6 | 0 | 0 | 0 | 2 | 1 | 0 | 1 | 0 | 0 | 1 | [12 empty] | B, ML above | p-thru | ML | p-thru | p-thru | TOP | [12 empty] | 0 | 0 | 0 | 1 | 0 | 1 | 3 | 0 | 1 |  | 0 | 0 | 4 | 1 | 5 | 0 | 1 | 2 | 6 | 0 | 0 |  |  |  |  | -0.15223 | 0.10129 | 1.5926 | 3.6804 | 6 | 100 | 100 | 100 | 100 | 100 | 100 | 6 | 3.6804 | 1.5926 | 0.10129 | -0.15223 | ML3 |  | ML1 | ML4.5
HEAL | D19 | D-FY15-3 | Healy (Eight Mile) | 4 |  | 0.2 | 1 | 4.5 | 8 |  |  |  |  | 26 | Self Supporting | 2 | ?? | [19 empty] | 26 | 31 |  | 2.5 | 0.2 | 1 | 4.5 | 8 |  |  |  |  | 0.2 | 1 | 4.5 | 8 | 0 | 0 | 0 | 0 | -0.16762 | 0.070985 | 1.1149 | 2 | 0 | 0 | 0 | 0 | 2 | 1 | 1 | [16 empty] | B, ML above | TOP | [16 empty] | 0 | 0 | 0 | 1 | 0 | 0 | 0 | 0 | 1 |  | 0 | 0 | 3 | 1 | 4 | 0 | 1 | 2 | 0 | 0 | 0 |  |  |  |  | -0.16762 | 0.070985 | 1.1149 | 2 | 100 | 100 | 100 | 100 | 100 | 100 | 100 | 100 | 2 | 1.1149 | 0.070985 | -0.16762 | ML3.5 |  | ML1 | ML3.5
PUUM | D20 |  | Pu'u Maka'ala Natural Area Reserve | 6 |  | 0.3 | 2 | 5 | 10 | 15 | 21.2 |  |  | 105 | Guyed | 9 | 60% |  | Standard | Standard | Standard | Standard | Standard | Standard | Standard | Standard | Standard | [9 empty] | 4.5 | 27 |  | 2.1667 | 0.3 | 4 | 12 | 19 | 24 | 30.5 | [8 empty] | 0 | 0 | -0.10749 | 0.99606 | 3.3821 | 5.4699 | 6.9612 | 9 | 0 | 0 | 2 | 0 | 0 | 1 | 0 | 1 | 1 | 0 | 0 | 1 | [9 empty] | B, p-thru above | p-thru | ML | p-thru | ML | ML | p-thru | p-thru | TOP | [9 empty] | 1 | 0 | 0 | 0 | 3 | 0 | 4 | 1 | 0 |  | 0 | 0 | 5 | 1 | 6 | 0 | 1 | 4 | 9 | 0 | 0 |  |  |  |  | -0.10749 | 0.99606 | 3.3821 | 5.4699 | 6.9612 | 9 | 100 | 100 | 100 | 100 | 9 | 6.9612 | 5.4699 | 3.3821 | 0.99606 | -0.10749 | ML2.5 |  | ML1 | ML5.5
HQ Tower | D23 | A-FY14 | HQ Tower | 4 |  | 0.3 | 3 | 6 | 8 |  |  |  |  | 26 | Self Supporting | 2 | 100% |  | Standard | Standard | [16 empty] | 3 | 8 |  | 0.58333 | 0.3 | 3 | 6 | 8 |  |  |  |  | 0.3 | 3 | 6 | 8 | 0 | 0 | 0 | 0 | 0.036447 | 0.84174 | 1.7365 | 2 | 0 | 0 | 0 | 0 | 2 | 1 | 1 | [16 empty] | B, ML above | TOP | [16 empty] | 0 | 0 | 0 | 1 | 0 | 0 | 0 | 0 | 1 |  | 0 | 0 | 3 | 1 | 4 | 0 |  |  | 269 | 33 | 7 |  |  |  |  | 0.036447 | 0.84174 | 1.7365 | 2 | 100 | 100 | 100 | 100 | 100 | 100 | 100 | 100 | 2 | 1.7365 | 0.84174 | 0.036447 | ML2.5 |  | #N/A | ML3.5
[65 empty] | >8 | >10 | 8<x<10 | >0
[11 empty] | 69.5538 | [45 empty] | 1.0574 | 0.40978 | 3.499 | 4.4649 | 2.8061 | 0 | 0 | 0 | 0 | 0 | 0 | 8
[11 empty] | #REF! | [45 empty] | 1.9636 | 10.8317 | 6.2018 | 8.3251 | 6.0102 | 0 | 0 | 0 | 2 | 1 | 1 | 8
[9 empty] | #REF! | [47 empty] | #REF! | #REF! | #REF! | #REF! | #REF! | #REF! | #REF! | #REF! | 0 | 0 | 0 | 0
[6 empty] | 5.0638 | [50 empty] | 1.4167 | 9.893 | 9.7014 | 5.0714 | 1.599 | 0 | 0 | 0 | 2 | 0 | 2 | 8
[57 empty] | #REF! | #REF! | #REF! | #REF! | #REF! | #REF! | #REF! | #REF! | 0 | 0 | 0 | 0
[57 empty] | 0.53133 | 2.7495 | 8.655 | 0 | 0 | 0 | 0 | 0 | 1 | 0 | 1 | 8
[57 empty] | 1.1407 | 5.4209 | 5.4026 | 10.8068 | 2.896 | 0 | 0 | 0 | 1 | 1 | 0 | 8
[50 empty] | Baro is 5.0m above reference flange | [6 empty] | 0.20325 | 3.7338 | 0.93586 | 0 | 0 | 0 | 0 | 0 | 0 | 0 | 0 | 8
[57 empty] | 1.7188 | 9.5909 | 6.1184 | 7.0843 | 4.7694 | 0 | 0 | 0 | 1 | 0 | 1 | 8
[57 empty] | 1.0574 | 0.081693 | 2.2051 | 4.3284 | 0 | 0 | 0 | 0 | 0 | 0 | 0 | 8
[57 empty] | 0.59121 | 5.4783 | 1.04 | 0 | 0 | 0 | 0 | 0 | 0 | 0 | 0 | 8
[57 empty] | #REF! | #REF! | #REF! | #REF! | #REF! | #REF! | #REF! | #REF! | 0 | 0 | 0 | 0
[57 empty] | 1.2866 | 1.9759 | 6.2226 | 8.5008 | 8.3276 | 0 | 0 | 0 | 2 | 0 | 2 | 8
[57 empty] | 0.40092 | 8.5046 | 8.4954 | 8.519 | 3.3825 | 0 | 0 | 0 | 3 | 0 | 3 | 8
[57 empty] | #REF! | #REF! | #REF! | #REF! | #REF! | #REF! | #REF! | #REF! | 0 | 0 | 0 | 0
[57 empty] | 1.0574 | 0.58301 | 8.7667 | 7.4177 | 9.541 | 0 | 0 | 0 | 2 | 0 | 2 | 8
[57 empty] | 0.55217 | 3.7129 | 0.25886 | 0 | 0 | 0 | 0 | 0 | 0 | 0 | 0 | 8
[57 empty] | 1.1824 | 1.1142 | 2.0801 | 5.1693 | 10.5735 | 0 | 0 | 0 | 1 | 1 | 0 | 8
[57 empty] | 0.55217 | 3.7129 | 0.25886 | 0 | 0 | 0 | 0 | 0 | 0 | 0 | 0 | 8
[57 empty] | 1.3074 | 9.6742 | 6.2018 | 3.8868 | 8.1335 | 0 | 0 | 0 | 2 | 0 | 2 | 8
[57 empty] | 1.0574 | 0.081693 | 2.2051 | 10.8901 | 8.5751 | 0 | 0 | 0 | 2 | 1 | 1 | 8
[57 empty] | 1.1824 | 9.7992 | 6.3268 | 2.8543 | 10.3819 | 0 | 0 | 0 | 2 | 1 | 1 | 8
[57 empty] | 1.0574 | 4.52 | 4.1368 | 1.8219 | 0 | 0 | 0 | 0 | 0 | 0 | 0 | 8
[57 empty] | 1.1928 | 3.2271 | 5.1589 | 1.6864 | 7.0906 | 0 | 0 | 0 | 0 | 0 | 0 | 8
[57 empty] | 1.1824 | 4.395 | 6.3268 | 3.8202 | 1.5052 | 0 | 0 | 0 | 0 | 0 | 0 | 8
[57 empty] | 0.5105 | 2.1142 | 10.3163 | 0 | 0 | 0 | 0 | 0 | 1 | 1 | 0 | 8
[57 empty] | 0.26575 | 3.6713 | 0.87336 | 0 | 0 | 0 | 0 | 0 | 0 | 0 | 0 | 8
[57 empty] | 0.34908 | 1.9475 | 10.1496 | 0 | 0 | 0 | 0 | 0 | 1 | 1 | 0 | 8
[57 empty] | 1.3829 | 5.5397 | 10.461 | 0 | 0 | 0 | 0 | 0 | 1 | 1 | 0 | 8
[57 empty] | 0.27338 | 6.3429 | 5.1854 | 0 | 0 | 0 | 0 | 0 | 0 | 0 | 0 | 8
[57 empty] | 0.16158 | 10.1639 | 8.5051 | 2.9093 | 0 | 0 | 0 | 0 | 2 | 1 | 1 | 8
[57 empty] | 1.6824 | 10.4567 | 8.1417 | 5.8268 | 0 | 0 | 0 | 0 | 2 | 1 | 1 | 8
[57 empty] | 0.098835 | 5.6763 | 1.2379 | 0 | 0 | 0 | 0 | 0 | 0 | 0 | 0 | 8
[57 empty] | #REF! | #REF! | #REF! | #REF! | #REF! | #REF! | #REF! | #REF! | 0 | 0 | 0 | 0
[57 empty] | 0.22408 | 2.0725 | 3.0384 | 0.72343 | 10.5659 | 0 | 0 | 0 | 1 | 1 | 0 | 8
[57 empty] | #REF! | #REF! | #REF! | #REF! | #REF! | #REF! | #REF! | #REF! | 0 | 0 | 0 | 0
[57 empty] | #REF! | #REF! | #REF! | #REF! | #REF! | #REF! | #REF! | #REF! | 0 | 0 | 0 | 0
[57 empty] | 0.55217 | 2.0725 | 0.91503 | 0 | 0 | 0 | 0 | 0 | 0 | 0 | 0 | 8
[57 empty] | 0.67717 | 5.2283 | 0.79003 | 0 | 0 | 0 | 0 | 0 | 0 | 0 | 0 | 8
[57 empty] | #REF! | #REF! | #REF! | #REF! | #REF! | #REF! | #REF! | #REF! | 0 | 0 | 0 | 0
[57 empty] | 0.51312 | 4.5722 | 0.79003 | 0 | 0 | 0 | 0 | 0 | 0 | 0 | 0 | 8
[57 empty] | 0.71362 | 2.8953 | 0.75357 | 0 | 0 | 0 | 0 | 0 | 0 | 0 | 0 | 8
[57 empty] | #REF! | #REF! | #REF! | #REF! | #REF! | #REF! | #REF! | #REF! | 0 | 0 | 0 | 0
[57 empty] | 0.55217 | 5.3533 | 0.91503 | 0 | 0 | 0 | 0 | 0 | 0 | 0 | 0 | 8
[57 empty] | #REF! | #REF! | #REF! | #REF! | #REF! | #REF! | #REF! | #REF! | 0 | 0 | 0 | 0
[57 empty] | #REF! | #REF! | #REF! | #REF! | #REF! | #REF! | #REF! | #REF! | 0 | 0 | 0 | 0
[57 empty] | 0.65092 | 2.7559 | 3.7218 | 4.168 | 1.5249 | 2.6457 | 1.643 | 0 | 0 | 0 | 0 | 8
[57 empty] | #REF! | #REF! | #REF! | #REF! | #REF! | #REF! | #REF! | #REF! | 0 | 0 | 0 | 0
[57 empty] | #REF! | #REF! | #REF! | #REF! | #REF! | #REF! | #REF! | #REF! | 0 | 0 | 0 | 0
[57 empty] | 1.6824 | 1.0971 | 6.5013 | 6.2297 | 0 | 0 | 0 | 0 | 0 | 0 | 0 | 8
[57 empty] | #REF! | #REF! | #REF! | #REF! | #REF! | #REF! | #REF! | #REF! | 0 | 0 | 0 | 0
[57 empty] | 1.0574 | 0.073163 | 3.3625 | 0.85597 | 10.6985 | 0 | 0 | 0 | 1 | 1 | 0 | 8
[57 empty] | 1.0574 | 6.6434 | 2.0135 | 8.3835 | 6.0686 | 0 | 0 | 0 | 1 | 0 | 1 | 8
[57 empty] | 1.0574 | 7.8009 | 7.6093 | 2.9793 | 2.7877 | 8.0003 | 0 | 0 | 1 | 0 | 1 | 8
[57 empty] | 0.38812 | 2.0725 | 10.2746 | 0 | 0 | 0 | 0 | 0 | 1 | 1 | 0 | 8
[57 empty] | 0.55217 | 2.0725 | 10.2746 | 0 | 0 | 0 | 0 | 0 | 1 | 1 | 0 | 8
[57 empty] | 4.5079 | 0.07874 | 8.1234 | 5.8084 | 0 | 0 | 0 | 0 | 1 | 0 | 1 | 8
[57 empty] | 1.6745 | 1.1142 | 6.5184 | 7.4843 | 0 | 0 | 0 | 0 | 0 | 0 | 0 | 8
[57 empty] | #REF! | #REF! | #REF! | #REF! | #REF! | #REF! | #REF! | #REF! | 0 | 0 | 0 | 0
[57 empty] | 1.8438 | 0.78084 | 1.2638 | 0 | 0 | 0 | 0 | 0 | 0 | 0 | 0 | 8
[57 empty] | 1.1824 | 10.9567 | 4.2034 | 5.1693 | 10.5735 | 0 | 0 | 0 | 2 | 2 | 0 | 8
[57 empty] | #REF! | #REF! | #REF! | #REF! | #REF! | #REF! | #REF! | #REF! | 0 | 0 | 0 | 0
[57 empty] | #REF! | #REF! | #REF! | #REF! | #REF! | #REF! | #REF! | #REF! | 0 | 0 | 0 | 0
[65 empty] | 37 | 16 | 21 | 368
Note on AP2: These will be equal to SCR boom height values, unless: - a boom is in the safety keep out zone of a towre section and gets pushed up or down - SCR canopy height is off from actual as-measured by FCC at time of tower build and Hongyan needs to adjust profile
Note on AX2: Values indexed such that tower section 1.1 means boom is on section 2 DARK GREEN indicates boom is too high in tower section & discussion with FIU will need to take place
Note on BF2: Values indexed such that tower section 1.1 means boom is on section 2 YELLOW indicates boom is too high in tower section & discussion with FIU will need to take place
Note on AO3: Asa Akers: Flange is 1" thick
Note on AQ3: Asa Akers: Conversation about changes to boom height - Hongyan, Ben, Susan, Stephen Craft (Req). Process for this conversation isn't fixed. Need to formalize when this occurs - ask Ben and Susan…Forest (making process to determine canopy height). I will kick off conversations
Note on AY3: Asa Akers: Conversation about changes to boom height - Hongyan, Ben, Susan, Stephen Craft (Req). Process for this conversation isn't fixed. Need to formalize when this occurs - ask Ben and Susan…Forest (making process to determine canopy height). I will kick off conversations
Note on BG3: Asa Akers: Conversation about changes to boom height - Hongyan, Ben, Susan, Stephen Craft (Req). Process for this conversation isn't fixed. Need to formalize when this occurs - ask Ben and Susan…Forest (making process to determine canopy height). I will kick off conversations
Note on EA3: Asa Akers: Conversation about changes to boom height - Hongyan, Ben, Susan, Stephen Craft (Req). Process for this conversation isn't fixed. Need to formalize when this occurs - ask Ben and Susan…Forest (making process to determine canopy height). I will kick off conversations
Note on BO5: Asa Akers: Comm box was installed here per tower dwg
Note on BO6: Asa Akers: Boom will likely be bumped
Note on BP6: Asa Akers: Boom will likely get bumped
Note on A7: Asa Akers: SCR Heights: 0.2 5.0 15.0 28.0 42.0 60.0 Changes due to Canopy height 10/3/14: 0.2 5.0 20.0 28.0 42.0 60.0
Note on I7: Administrator: Changed due to new canopy height 10.3.14
Note on J7: Administrator: Changed due to new canopy height 10.3.14
Note on BT7: Administrator: Comm box moved up to accommodate possible boom move.
Note on L9: Values updated to reflect requirements
Note on L11: Values updated to reflect requirements
Note on BT14: Asa Akers: Demand is 0, ML4 bumped up per Ben
Note on BU14: Asa Akers: Demand stays 1, but ML4 is here instead of ML5.
Note on BV14: Asa Akers: Now is demand - bumped up from seciton 9.
Note on B15: Asa Akers: SCR heights (x5) 0.3 4.0 7.0 10.0 13.0 August 2014 Hongyan proposed heights (x6) 0.3 4.0 8.5 13.0 17.0 21.0
Note on BQ16: Asa Akers: ML3 potentially pushed up
Note on BV16: Asa Akers: ML5 potentially pushed up
Note on BU18: Ben Duvall: ML5 is being bumped up to tower section 8 9.10.14
Note on BW24: Asa Akers: Swapped with section 11 per tower dwg
Note on BX24: Asa Akers: Swapped with section 10 per tower dwg
Note on J29: Values updated to reflect requirements
Note on J30: Values updated to reflect requirements
Note on K31: Values updated to reflect requirements
Note on BQ32: Ben Duvall: Measurement level moved up to tower section 4 9/10/14
Note on Q40: Stephen Craft: Non-standard tower. Each section is 19'. The tower itself is 230' 9', the tower/top-platform interface is 2', and the tower platform is 4'.
Note on B41: Asa Akers: SCR heights (x4) 0.3 3.0 6.0 8.0 June 2014 Hongyan proposed heights (x6) 0.3 3.0 8.0 12.0 18.0

## Tubing calculator
1 | 2 | 3 | 4 | 5 | 6 | 7 | 8 | 9 | 10 | 11 | 12 | 13 | 14 | 15 | 16 | 17 | 18 | 19 | 20 | 21 | 22 | 23 | 24 | 25 | 26 | 27 | 28 | 29 | 30
Site Idenfier |  |  |  | Tower and Site Configuration |  |  | Measurement Level Configuration | [8 empty] | EC-SE line lengths (1/2" tubing) | [10 empty] | EC-TE line lengths (1/4" tubing)
SiteID | Domain | Site Status | Site Long Name | Hut plate to Tower Base Box distance (ft) | Tower Height (ft) | Num of Tower sections | Num of MLs | Xducer Box Ht ML1 (ft) | Xducer Box Ht ML2 (ft) | Xducer Box Ht ML3 (ft) | Xducer Box Ht ML4 (ft) | Xducer Box Ht ML5 (ft) | Xducer Box Ht ML6 (ft) | Xducer Box Ht ML7 (ft) | Xducer Box Ht ML8 (ft) | Total Hut To Tower Base | Total Junction to Inlet - ML1 | Total Junction to Inlet - ML2 | Total Junction to Inlet - ML3 | Total Junction to Inlet - ML4 | Total Junction to Inlet - ML5 | Total Junction to Inlet - ML6 | Total Junction to Inlet - ML7 | Total Junction to Inlet - ML8 | Total Raw Length (ft) | Total Length w/ S.F. (ft) | Hut To Environmental Enclosure length (ft) - Single Run | Hut to EE - Total Raw Length (ft) | Hut to EE - Total Length w/ S.F. (ft)
HARV | D01 | A-FY14 | Harvard Forest | 100 | 127 | 11 | 6 | 1.06 | 11.41 | 47.5 | 70.46 | 90.81 | 122.63 | 0 | 0 | 780 | 46.06 | 56.41 | 92.5 | 115.46 | 135.81 | 167.63 | 0 | 0 | 1393.87 | 1672.644 | 267 | 1335 | 1602
BART | D01 | A-FY14 | Bartlett Experimental Forest | 100 | 116 | 10 | 6 | 1.96 | 10.83 | 50.2 | 63.33 | 83.01 | 112.54 | 0 | 0 | 780 | 46.96 | 55.83 | 95.2 | 108.33 | 128.01 | 157.54 | 0 | 0 | 1371.87 | 1646.244 | 256 | 1280 | 1536
SCBI | D02 | A-FY14 | Smithsonian Conservation Biology Institute | 100 | 171 | 15 | 6 | 1.42 | 20.89 | 53.7 | 93.07 | 122.6 | 161.97 | 0 | 0 | 780 | 46.42 | 65.89 | 98.7 | 138.07 | 167.6 | 206.97 | 0 | 0 | 1503.65 | 1804.38 | 311 | 1555 | 1866
SERC | D02 | D-FY15-3 | Smithsonian Environmental Research Center | 100 | 204 | 18 | 6 | 1.39 | 14.36 | 63.58 | 116.07 | 135.75 | 194.81 | 0 | 0 | 780 | 46.39 | 59.36 | 108.58 | 161.07 | 180.75 | 239.81 | 0 | 0 | 1575.96 | 1891.152 | 344 | 1720 | 2064
BLAN | D02 | 1-FY14 | Blandy Experimental Farm | 100 | 26 | 2 | 4 | 0.53 | 2.75 | 8.66 | 18.5 | 0 | 0 | 0 | 0 | 520 | 45.53 | 47.75 | 53.66 | 63.5 | 0 | 0 | 0 | 0 | 730.44 | 876.528 | 166 | 830 | 996
OSBS | D03 | 0-FY13 | Ordway-Swisher Biological Station | 100 | 116 | 10 | 6 | 1.14 | 5.42 | 27.4 | 43.81 | 79.9 | 106.14 | 0 | 0 | 780 | 46.14 | 50.42 | 72.4 | 88.81 | 124.9 | 151.14 | 0 | 0 | 1313.81 | 1576.572 | 256 | 1280 | 1536
DSNY | D03 | 1-FY14 | Disney Wilderness Preserve | 100 | 26 | 2 | 4 | 0.2 | 3.73 | 11.94 | 18.5 | 0 | 0 | 0 | 0 | 520 | 45.2 | 48.73 | 56.94 | 63.5 | 0 | 0 | 0 | 0 | 734.37 | 881.244 | 166 | 830 | 996
JERC | D03 | 1-FY14 | Jones Ecological Research Center | 100 | 138 | 12 | 6 | 1.72 | 20.59 | 50.12 | 73.08 | 92.77 | 135.42 | 0 | 0 | 780 | 46.72 | 65.59 | 95.12 | 118.08 | 137.77 | 180.42 | 0 | 0 | 1423.7 | 1708.44 | 278 | 1390 | 1668
GUAN | D04 | 0 | Guanica Forest | 100 | 72 | 6 | 5 | 1.06 | 11.08 | 24.21 | 37.33 | 63.58 | 0 | 0 | 0 | 650 | 46.06 | 56.08 | 69.21 | 82.33 | 108.58 | 0 | 0 | 0 | 1012.26 | 1214.712 | 212 | 1060 | 1272
LAJA | D04 | B-FY15-1 | Lajas Experimental Station | 100 | 26 | 2 | 4 | 0.59 | 5.48 | 12.04 | 18.6 | 0 | 0 | 0 | 0 | 520 | 45.59 | 50.48 | 57.04 | 63.6 | 0 | 0 | 0 | 0 | 736.71 | 884.052 | 166 | 830 | 996
UNDE | D05 | A-FY14 | UNDERC | 100 | 127 | 11 | 6 | 1.29 | 23.98 | 50.22 | 74.5 | 85.33 | 115.84 | 0 | 0 | 780 | 46.29 | 68.98 | 95.22 | 119.5 | 130.33 | 160.84 | 0 | 0 | 1401.16 | 1681.392 | 267 | 1335 | 1602
STEI | D05 | 0 | Steigerwaldt Land Services | 100 | 70 | 6 | 6 | 0.4 | 8.5 | 19.5 | 30.52 | 47.38 | 70.25 | 0 | 0 | 780 | 45.4 | 53.5 | 64.5 | 75.52 | 92.38 | 115.25 | 0 | 0 | 1226.55 | 1471.86 | 210 | 1050 | 1260
TREE | D05 | D-FY15-3 | Treehaven | 100 | 116 | 10 | 6 | 1.06 | 0.58 | 30.77 | 73.42 | 86.54 | 112.79 | 0 | 0 | 780 | 46.06 | 45.58 | 75.77 | 118.42 | 131.54 | 157.79 | 0 | 0 | 1355.16 | 1626.192 | 256 | 1280 | 1536
KONZ | D06 | C-FY15-2 | Konza Prairie Biological Station | 100 | 26 | 2 | 4 | 0.55 | 3.71 | 11.26 | 18.48 | 0 | 0 | 0 | 0 | 520 | 45.55 | 48.71 | 56.26 | 63.48 | 0 | 0 | 0 | 0 | 734 | 880.8 | 166 | 830 | 996
UKFS | D06 | 0 | The University of Kansas Field Station | 100 | 116 | 10 | 6 | 1.18 | 1.11 | 24.08 | 60.17 | 76.57 | 104.46 | 0 | 0 | 780 | 46.18 | 46.11 | 69.08 | 105.17 | 121.57 | 149.46 | 0 | 0 | 1317.57 | 1581.084 | 256 | 1280 | 1536
KONA | D06 | 0 | Konza Prairie Biological Station | 100 | 26 | 2 | 4 | 0.55 | 3.71 | 11.26 | 18.48 | 0 | 0 | 0 | 0 | 520 | 45.55 | 48.71 | 56.26 | 63.48 | 0 | 0 | 0 | 0 | 734 | 880.8 | 166 | 830 | 996
ORNL | D07 | B-FY15-1 | Oak Ridge | 100 | 127 | 11 | 6 | 1.31 | 20.67 | 50.2 | 69.89 | 96.13 | 122.38 | 0 | 0 | 780 | 46.31 | 65.67 | 95.2 | 114.89 | 141.13 | 167.38 | 0 | 0 | 1410.58 | 1692.696 | 267 | 1335 | 1602
MLBS | D07 | B-FY15-1 | Mountain Lake Biological Station | 100 | 94 | 8 | 6 | 1.06 | 11.08 | 24.21 | 43.89 | 63.58 | 89.82 | 0 | 0 | 780 | 46.06 | 56.08 | 69.21 | 88.89 | 108.58 | 134.82 | 0 | 0 | 1283.64 | 1540.368 | 234 | 1170 | 1404
GRSM | D07 | E-FY15-4 | Great Smoky Mountains National Park, Twin Creeks | 100 | 149 | 13 | 6 | 1.18 | 20.8 | 50.33 | 79.85 | 109.38 | 145.47 | 0 | 0 | 780 | 46.18 | 65.8 | 95.33 | 124.85 | 154.38 | 190.47 | 0 | 0 | 1457.01 | 1748.412 | 289 | 1445 | 1734
TALL | D08 | B-FY15-1 | Talladega National Forest | 100 | 116 | 10 | 5 | 1.06 | 4.52 | 70.14 | 89.82 | 112.79 | 0 | 0 | 0 | 650 | 46.06 | 49.52 | 115.14 | 134.82 | 157.79 | 0 | 0 | 0 | 1153.33 | 1383.996 | 256 | 1280 | 1536
DELA | D08 | A-FY14 | Dead Lake | 100 | 138 | 12 | 6 | 1.19 | 14.23 | 60.16 | 89.69 | 106.09 | 135.62 | 0 | 0 | 780 | 46.19 | 59.23 | 105.16 | 134.69 | 151.09 | 180.62 | 0 | 0 | 1456.98 | 1748.376 | 278 | 1390 | 1668
LENO | D08 | 0 | Lenoir Landing | 100 | 149 | 13 | 6 | 1.18 | 4.4 | 50.33 | 102.82 | 122.51 | 145.47 | 0 | 0 | 780 | 46.18 | 49.4 | 95.33 | 147.82 | 167.51 | 190.47 | 0 | 0 | 1476.71 | 1772.052 | 289 | 1445 | 1734
WOOD | D09 | C-FY15-2 | Woodworth | 100 | 26 | 2 | 4 | 0.51 | 2.11 | 10.32 | 18.52 | 0 | 0 | 0 | 0 | 520 | 45.51 | 47.11 | 55.32 | 63.52 | 0 | 0 | 0 | 0 | 731.46 | 877.752 | 166 | 830 | 996
DCFS | D09 | C-FY15-2 | Dakota Coteau Field School | 100 | 26 | 2 | 4 | 0.27 | 3.67 | 11.87 | 18.44 | 0 | 0 | 0 | 0 | 520 | 45.27 | 48.67 | 56.87 | 63.44 | 0 | 0 | 0 | 0 | 734.25 | 881.1 | 166 | 830 | 996
NOGP | D09 | 0 | Northern Great Plains Research Laboratory | 100 | 26 | 2 | 4 | 0.35 | 1.95 | 10.15 | 18.35 | 0 | 0 | 0 | 0 | 520 | 45.35 | 46.95 | 55.15 | 63.35 | 0 | 0 | 0 | 0 | 730.8 | 876.96 | 166 | 830 | 996
CPER | D10 | 0-FY13 | Central Plains Experimental Range | 100 | 26 | 2 | 4 | 1.38 | 5.54 | 10.46 | 24.37 | 0 | 0 | 0 | 0 | 520 | 46.38 | 50.54 | 55.46 | 69.37 | 0 | 0 | 0 | 0 | 741.75 | 890.1 | 166 | 830 | 996
STER | D10 | 0-FY13 | North Sterling, CO | 100 | 26 | 2 | 4 | 0.27 | 6.34 | 16.19 | 26.03 | 0 | 0 | 0 | 0 | 520 | 45.27 | 51.34 | 61.19 | 71.03 | 0 | 0 | 0 | 0 | 748.83 | 898.596 | 166 | 830 | 996
RMNP | D10 | A-FY14 | Rocky Mountain National Park, CASTNET | 100 | 81 | 7 | 5 | 0.16 | 21.16 | 41.51 | 57.91 | 79.23 | 0 | 0 | 0 | 650 | 45.16 | 66.16 | 86.51 | 102.91 | 124.23 | 0 | 0 | 0 | 1074.97 | 1289.964 | 221 | 1105 | 1326
CLBJ | D11 | 0 | LBJ National Grassland | 100 | 72 | 6 | 5 | 1.68 | 10.46 | 30.14 | 49.83 | 69.51 | 0 | 0 | 0 | 650 | 46.68 | 55.46 | 75.14 | 94.83 | 114.51 | 0 | 0 | 0 | 1036.62 | 1243.944 | 212 | 1060 | 1272
OAES | D11 | A-FY14 | Klemme Range Research Station | 100 | 26 | 2 | 4 | 0.1 | 5.68 | 12.24 | 18.8 | 0 | 0 | 0 | 0 | 520 | 45.1 | 50.68 | 57.24 | 63.8 | 0 | 0 | 0 | 0 | 736.82 | 884.184 | 166 | 830 | 996
YELL | D12 | 0 | Yellowstone Northern Range (Frog Rock) | 100 | 70 | 6 | 6 | 0.22 | 2.07 | 25.04 | 44.72 | 54.57 | 64.41 | 0 | 0 | 780 | 45.22 | 47.07 | 70.04 | 89.72 | 99.57 | 109.41 | 0 | 0 | 1241.03 | 1489.236 | 210 | 1050 | 1260
NIWO | D13 | 0 | Niwot Ridge Mountain Research Station | 100 | 26 | 2 | 4 | 0.55 | 2.07 | 11.92 | 18.48 | 0 | 0 | 0 | 0 | 520 | 45.55 | 47.07 | 56.92 | 63.48 | 0 | 0 | 0 | 0 | 733.02 | 879.624 | 166 | 830 | 996
MOAB | D13 | B-FY15-1 | Moab | 100 | 26 | 2 | 4 | 0.68 | 5.23 | 11.79 | 18.35 | 0 | 0 | 0 | 0 | 520 | 45.68 | 50.23 | 56.79 | 63.35 | 0 | 0 | 0 | 0 | 736.05 | 883.26 | 166 | 830 | 996
SRER | D14 | 0 | Santa Rita Experimental Range | 100 | 26 | 2 | 4 | 0.51 | 4.57 | 11.79 | 24.91 | 0 | 0 | 0 | 0 | 520 | 45.51 | 49.57 | 56.79 | 69.91 | 0 | 0 | 0 | 0 | 741.78 | 890.136 | 166 | 830 | 996
JORN | D14 | 1-FY14 | Jornada LTER | 100 | 26 | 2 | 4 | 0.71 | 2.9 | 11.75 | 24.88 | 0 | 0 | 0 | 0 | 520 | 45.71 | 47.9 | 56.75 | 69.88 | 0 | 0 | 0 | 0 | 740.24 | 888.288 | 166 | 830 | 996
ONAQ | D15 | C-FY15-2 | Onaqui-Ault | 100 | 26 | 2 | 4 | 0.55 | 5.35 | 11.92 | 18.48 | 0 | 0 | 0 | 0 | 520 | 45.55 | 50.35 | 56.92 | 63.48 | 0 | 0 | 0 | 0 | 736.3 | 883.56 | 166 | 830 | 996
WREF | D16 | 0 | Wind River Experimental Forest | 100 | 237 | 12 | 8 | 0.65 | 35.76 | 58.72 | 114.17 | 133.52 | 167.65 | 188.64 | 239.17 | 1040 | 45.65 | 80.76 | 103.72 | 159.17 | 178.52 | 212.65 | 233.64 | 284.17 | 2338.28 | 2805.936 | 377 | 1885 | 2262
ABBY | D16 | D-FY15-3 | Abby Road | 100 | 61 | 5 | 5 | 1.68 | 12.1 | 28.5 | 39.23 | 56.39 | 0 | 0 | 0 | 650 | 46.68 | 57.1 | 73.5 | 84.23 | 101.39 | 0 | 0 | 0 | 1012.9 | 1215.48 | 201 | 1005 | 1206
SJER | D17 | 0 | San Joaquin | 100 | 127 | 11 | 6 | 1.06 | 0.07 | 14.36 | 66.86 | 76.7 | 116.07 | 0 | 0 | 780 | 46.06 | 45.07 | 59.36 | 111.86 | 121.7 | 161.07 | 0 | 0 | 1325.12 | 1590.144 | 267 | 1335 | 1602
SOAP | D17 | 0 | Soaproot Saddle | 100 | 171 | 15 | 6 | 1.06 | 17.64 | 57.01 | 96.38 | 116.07 | 162 | 0 | 0 | 780 | 46.06 | 62.64 | 102.01 | 141.38 | 161.07 | 207 | 0 | 0 | 1500.16 | 1800.192 | 311 | 1555 | 1866
TEAK | D17 | 0 | Lower Teakettle | 100 | 193 | 17 | 7 | 1.06 | 7.8 | 40.61 | 79.98 | 112.79 | 162 | 191.53 | 0 | 910 | 46.06 | 52.8 | 85.61 | 124.98 | 157.79 | 207 | 236.53 | 0 | 1820.77 | 2184.924 | 333 | 1665 | 1998
TOOL | D18 | 0 | Toolik Lake | 100 | 26 | 2 | 4 | 0.39 | 2.07 | 10.27 | 18.48 | 0 | 0 | 0 | 0 | 520 | 45.39 | 47.07 | 55.27 | 63.48 | 0 | 0 | 0 | 0 | 731.21 | 877.452 | 166 | 830 | 996
BARR | D18 | 0 | Barrow Environmental Observatory | 100 | 26 | 2 | 4 | 0.55 | 2.07 | 10.27 | 18.48 | 0 | 0 | 0 | 0 | 520 | 45.55 | 47.07 | 55.27 | 63.48 | 0 | 0 | 0 | 0 | 731.37 | 877.644 | 166 | 830 | 996
BONA | D19 | 0 | Caribou Creek - Poker Flats Watershed | 100 | 59 | 5 | 5 | 4.51 | 0.08 | 8.12 | 27.81 | 54.06 | 0 | 0 | 0 | 650 | 49.51 | 45.08 | 53.12 | 72.81 | 99.06 | 0 | 0 | 0 | 969.58 | 1163.496 | 199 | 995 | 1194
DEJU | D19 | 0 | Delta Junction | 100 | 72 | 6 | 5 | 1.67 | 1.11 | 17.52 | 40.48 | 60.17 | 0 | 0 | 0 | 650 | 46.67 | 46.11 | 62.52 | 85.48 | 105.17 | 0 | 0 | 0 | 995.95 | 1195.14 | 212 | 1060 | 1272
HEAL | D19 | D-FY15-3 | Healy (Eight Mile) | 100 | 26 | 2 | 4 | 1.84 | 0.78 | 12.26 | 23.75 | 0 | 0 | 0 | 0 | 520 | 46.84 | 45.78 | 57.26 | 68.75 | 0 | 0 | 0 | 0 | 738.63 | 886.356 | 166 | 830 | 996
PUUM | D20 | 0 | Pu'u Maka'ala Natural Area Reserve | 100 | 105 | 9 | 6 | 1.18 | 10.96 | 37.2 | 60.17 | 76.57 | 97.9 | 0 | 0 | 780 | 46.18 | 55.96 | 82.2 | 105.17 | 121.57 | 142.9 | 0 | 0 | 1333.98 | 1600.776 | 245 | 1225 | 1470
HQ Tower | D23 | A-FY14 | HQ Tower | 100 | 26 | 2 | 0 | 0 | 0 | 0 | 0 | 0 | 0 | 0 | 0 | 0 | 0 | 0 | 0 | 0 | 0 | 0 | 0 | 0 | 0 | 0 | 166 | 830 | 996
Constants
|  |  | Feature | Value
|  |  | Instrument Hut Service Loop Distance (ft) | 0
|  |  | Instrument Hut Internal Routing length (ft) | 10
|  |  | Instrument Hut External Conduit length (ft) | 15
|  |  | Environmental Enclosure routing length (ft) | 15
|  |  | "C" Face to Transducer Box (1/2" Line) length (ft) | 25
|  |  | Transducer Box to End of Boom length (ft) | 20
|  |  | Tower Base Junction Box Internal length (ft) | 5
|  |  | Count of 1/4" Lines from Hut to Tower | 5
|  |  | Safety Factor | 20%
Note on E4: Asa Akers: Ben says this is "Probably OK"
Note on E5: Asa Akers: Ben says this is "Probably OK"
Note on E6: Asa Akers: Ben says this is "Probably OK"
Note on E7: Asa Akers: Ben says this is "Probably OK"
Note on E8: Asa Akers: Ben says this is "Probably OK"
Note on E9: Asa Akers: Ben says this is "Probably OK"
Note on E10: Asa Akers: Ben says this is "Probably OK"
Note on E11: Asa Akers: Ben says this is "Probably OK"
Note on E12: Asa Akers: Ben says this is "Probably OK"
Note on E13: Asa Akers: Ben says this is "Probably OK"
Note on E14: Asa Akers: Ben says this is "Probably OK"
Note on E15: Asa Akers: Ben says this is "Probably OK"
Note on E16: Asa Akers: Ben says this is "Probably OK"
Note on E17: Asa Akers: Ben says this is "Probably OK"
Note on E18: Asa Akers: Ben says this is "Probably OK"
Note on E19: Asa Akers: Ben says this is "Probably OK"
Note on E20: Asa Akers: Ben says this is "Probably OK"
Note on E21: Asa Akers: Ben says this is "Probably OK"
Note on E22: Asa Akers: Ben says this is "Probably OK"
Note on E23: Asa Akers: Ben says this is "Probably OK"
Note on E24: Asa Akers: Ben says this is "Probably OK"
Note on E25: Asa Akers: Ben says this is "Probably OK"
Note on E26: Asa Akers: Ben says this is "Probably OK"
Note on E27: Asa Akers: Ben says this is "Probably OK"
Note on E28: Asa Akers: Ben says this is "Probably OK"
Note on E29: Asa Akers: Ben says this is "Probably OK"
Note on E30: Asa Akers: Ben says this is "Probably OK"
Note on E31: Asa Akers: Ben says this is "Probably OK"
Note on E32: Asa Akers: Ben says this is "Probably OK"
Note on E33: Asa Akers: Ben says this is "Probably OK"
Note on E34: Asa Akers: Ben says this is "Probably OK"
Note on D35: Asa Akers: Layout not reviewed yet 3/11/14
Note on E35: Asa Akers: Ben says this is "Probably OK"
Note on E36: Asa Akers: Ben says this is "Probably OK"
Note on E37: Asa Akers: Ben says this is "Probably OK"
Note on E38: Asa Akers: Ben says this is "Probably OK"
Note on E39: Asa Akers: Ben says this is "Probably OK"
Note on D40: Asa Akers: Layout not reviewed yet 3/11/14
Note on E40: Asa Akers: Ben says this is "Probably OK"
Note on E41: Asa Akers: Ben says this is "Probably OK"
Note on E42: Asa Akers: Ben says this is "Probably OK"
Note on E43: Asa Akers: Ben says this is "Probably OK"
Note on E44: Asa Akers: Ben says this is "Probably OK"
Note on E45: Asa Akers: Ben says this is "Probably OK"
Note on E46: Asa Akers: Ben says this is "Probably OK"
Note on E47: Asa Akers: Ben says this is "Probably OK"
Note on E48: Asa Akers: Ben says this is "Probably OK"
Note on E49: Asa Akers: Ben says this is "Probably OK"
Note on E50: Asa Akers: Ben says this is "Probably OK"
Note on E51: Asa Akers: Ben says this is "Probably OK"

## TIS Site Demand
Site Structural Grouping | Subsystem Type | Subsystem | Design Phase | Subsystem Agile PN | Total Demand (Non-HQ) | Zinfandel Grape Count | 12V Grape Count | 24V Grape count | OZ Grape count | Catawba Grape count | Uvifera Grape count | D01 | D01 | D02 | D02 | D02 | D03 | D03 | D03 | D04 | D04 | D05 | D05 | D05 | D06 | D06 | D06 | D07 | D07 | D07 | D08 | D08 | D08 | D09 | D09 | D09 | D10 | D10 | D10 | D11 | D11 | D12 | D13 | D13 | D14 | D14 | D15 | D16 | D16 | D17 | D17 | D17 | D18 | D18 | D19 | D19 | D19 | D20 | D23
[12 empty] | HARV | BART | SCBI | SERC | BLAN | OSBS | DSNY | JERC | GUAN | LAJA | UNDE | STEI | TREE | KONZ | UKFS | KONA | ORNL | MLBS | GRSM | TALL | DELA | LENO | WOOD | DCFS | NOGP | CPER | STER | RMNP | CLBJ | OAES | YELL | NIWO | MOAB | SRER | JORN | ONAQ | WREF | ABBY | SJER | SOAP | TEAK | TOOL | BARR | BONA | DEJU | HEAL | PUUM | HQ Tower
PDS - Hut | PDS Hut | Subsystem, PDS, Hut | 1 | CE05630000 | 47 | [6 empty] | 1 | 1 | 1 | 1 | 1 | 1 | 1 | 1 | 1 | 1 | 1 | 1 | 1 | 1 | 1 | 1 | 1 | 1 | 1 | 1 | 1 | 1 | 1 | 1 | 1 | 1 | 1 | 1 | 1 | 1 | 1 | 1 | 1 | 1 | 1 | 1 | 1 | 1 | 1 | 1 | 1 | 1 | 1 | 1 | 1 | 1 | 1 |  | Ventilation fan in lieu of HVAC |  | 60 | FALSE
PDS - Tower | PDS - Tower Base | Subsystem, PDS, Tower Base, Pass Thru Above, Unheated | 1 | CD05671000 | 3 | [6 empty] | 0 | 0 | 0 | 0 | 0 | 1 | 0 | 0 | 0 | 0 | 0 | 0 | 0 | 0 | 0 | 0 | 0 | 0 | 0 | 1 | 0 | 1 | 0 | 0 | 0 | 0 | 0 | 0 | 0 | 0 | 0 | 0 | 0 | 0 | 0 | 0 | 0 | 0 | 0 | 0 | 0 | 0 | 0 | 0 | 0 | 0 | 0 | 0 |  |  | 4 | FALSE
|  | Subsystem, PDS, Tower Base, Pass Thru Above, Heated | 1 | CD05672000 | 7 | 1 | [5 empty] | 0 | 1 | 0 | 0 | 0 | 0 | 0 | 0 | 0 | 0 | 1 | 0 | 1 | 0 | 1 | 0 | 0 | 0 | 0 | 0 | 0 | 0 | 0 | 0 | 0 | 0 | 0 | 0 | 0 | 0 | 1 | 0 | 0 | 0 | 0 | 0 | 1 | 0 | 0 | 0 | 1 | 0 | 0 | 0 | 0 | 0 | 0 | 0 |  |  | 9 | FALSE
|  | Subsystem, PDS, Tower Base, Measurement Level Above, Unheated | 1 | CD05673000 | 8 | [6 empty] | 0 | 0 | 0 | 0 | 0 | 0 | 1 | 1 | 1 | 1 | 0 | 0 | 0 | 0 | 0 | 0 | 0 | 0 | 0 | 0 | 1 | 0 | 0 | 0 | 0 | 0 | 0 | 0 | 0 | 0 | 0 | 0 | 0 | 1 | 1 | 0 | 0 | 0 | 0 | 0 | 0 | 0 | 0 | 0 | 0 | 0 | 1 | 0 |  |  | 9 | FALSE
|  | Subsystem, PDS, Tower Base, Measurement Level Above, Heated | 1 | CD05674000 | 29 | 2 | [5 empty] | 1 | 0 | 1 | 1 | 1 | 0 | 0 | 0 | 0 | 0 | 0 | 1 | 0 | 1 | 0 | 1 | 1 | 1 | 1 | 0 | 0 | 0 | 1 | 1 | 1 | 1 | 1 | 1 | 1 | 1 | 0 | 1 | 1 | 0 | 0 | 1 | 0 | 1 | 1 | 1 | 0 | 1 | 1 | 1 | 1 | 1 | 0 | 1 |  |  | 34 | FALSE
| PDS - Tower Measurement Levels | Subsystem, PDS, Tower Measurement Level, Unheated | 1 | CD05675000 | 18 | [6 empty] | 0 | 0 | 0 | 0 | 0 | 3 | 0 | 3 | 2 | 0 | 0 | 0 | 0 | 0 | 0 | 0 | 0 | 0 | 0 | 2 | 3 | 3 | 0 | 0 | 0 | 0 | 0 | 0 | 0 | 0 | 0 | 0 | 0 | 0 | 0 | 0 | 0 | 0 | 0 | 0 | 0 | 0 | 0 | 0 | 0 | 0 | 2 | 0 |  |  | 21 | FALSE
|  | Subsystem, PDS, Tower Measurement Level, Heated | 1 | CD05676000 | 59 | 1 | [5 empty] | 3 | 3 | 3 | 3 | 0 | 0 | 0 | 0 | 0 | 0 | 4 | 3 | 3 | 0 | 3 | 0 | 3 | 3 | 3 | 0 | 0 | 0 | 0 | 0 | 0 | 0 | 0 | 2 | 2 | 0 | 3 | 0 | 0 | 0 | 0 | 0 | 6 | 1 | 2 | 3 | 4 | 0 | 0 | 1 | 1 | 0 | 0 | 0 |  |  | 63 | FALSE
|  | Subsystem, PDS, Tower Pass Thru Level | 1 | CD05677000 | 152 | [6 empty] | 6 | 5 | 10 | 13 | 0 | 5 | 0 | 7 | 2 | 0 | 5 | 1 | 5 | 0 | 5 | 0 | 6 | 3 | 8 | 6 | 7 | 8 | 0 | 0 | 0 | 0 | 0 | 3 | 2 | 0 | 1 | 0 | 0 | 0 | 0 | 0 | 4 | 2 | 7 | 10 | 11 | 0 | 0 | 2 | 3 | 0 | 5 | 0 |  |  | 171 | FALSE
| PDS - Tower Platform and Under Deck Section | Subsystem, PDS, Tower Deck and Under Deck, Unheated | 1 | CD05678000 | 11 | [6 empty] | 0 | 0 | 0 | 0 | 0 | 1 | 1 | 1 | 1 | 1 | 0 | 0 | 0 | 0 | 0 | 0 | 0 | 0 | 0 | 1 | 1 | 1 | 0 | 0 | 0 | 0 | 0 | 0 | 0 | 0 | 0 | 0 | 0 | 1 | 1 | 0 | 0 | 0 | 0 | 0 | 0 | 0 | 0 | 0 | 0 | 0 | 1 | 0 |  |  | 15 | FALSE
|  | Subsystem, PDS, Tower Top Deck and Under Deck, Heated | 1 | CD05679000 | 36 | 1 | [5 empty] | 1 | 1 | 1 | 1 | 1 | 0 | 0 | 0 | 0 | 0 | 1 | 1 | 1 | 1 | 1 | 1 | 1 | 1 | 1 | 0 | 0 | 0 | 1 | 1 | 1 | 1 | 1 | 1 | 1 | 1 | 1 | 1 | 1 | 0 | 0 | 1 | 1 | 1 | 1 | 1 | 1 | 1 | 1 | 1 | 1 | 1 | 0 | 1 |  |  | 44 | FALSE
PDS - Soil | PDS - Soil Device Post | Subsystem, PDS, Soil Array Path Installation Populated | 2 | CF02800000 | 235 | [6 empty] | 5 | 5 | 5 | 5 | 5 | 5 | 5 | 5 | 5 | 5 | 5 | 5 | 5 | 5 | 5 | 5 | 5 | 5 | 5 | 5 | 5 | 5 | 5 | 5 | 5 | 5 | 5 | 5 | 5 | 5 | 5 | 5 | 5 | 5 | 5 | 5 | 5 | 5 | 5 | 5 | 5 | 5 | 5 | 5 | 5 | 5 | 5 | 5 |  |  | 300 | FALSE
| PDS- Soil Plots | Subsystem, PDS, Soil Plot Power Populated Arbours | 2 | CF01200000 | 235 | [6 empty] | 5 | 5 | 5 | 5 | 5 | 5 | 5 | 5 | 5 | 5 | 5 | 5 | 5 | 5 | 5 | 5 | 5 | 5 | 5 | 5 | 5 | 5 | 5 | 5 | 5 | 5 | 5 | 5 | 5 | 5 | 5 | 5 | 5 | 5 | 5 | 5 | 5 | 5 | 5 | 5 | 5 | 5 | 5 | 5 | 5 | 5 | 5 | 5 |  |  | 300 | FALSE
|  | Kit, Soil Plot Power Arbour Extension, High Water | 4 | CF00130000 | 20 | [6 empty] | 0 | 0 | 0 | 0 | 0 | 0 | 0 | 0 | 0 | 0 | 0 | 0 | 0 | 0 | 0 | 0 | 0 | 0 | 0 | 0 | 10 | 10 | 0 | 0 | 0 | 0 | 0 | 0 | 0 | 0 | 0 | 0 | 0 | 0 | 0 | 0 | 0 | 0 | 0 | 0 | 0 | 0 | 0 | 0 | 0 | 0 | 0 | 0
|  | Kit, Soil Plot Power Arbour Short Extension, Soil Temperature | 4 | CF00140000 | 235 | [6 empty] | 5 | 5 | 5 | 5 | 5 | 5 | 5 | 5 | 5 | 5 | 5 | 5 | 5 | 5 | 5 | 5 | 5 | 5 | 5 | 5 | 5 | 5 | 5 | 5 | 5 | 5 | 5 | 5 | 5 | 5 | 5 | 5 | 5 | 5 | 5 | 5 | 5 | 5 | 5 | 5 | 5 | 5 | 5 | 5 | 5 | 5 | 5 | 5 |  |  | 20 | FALSE
PDS - DFIR | PDS - DFIR Device Post | Assembly, Aquatics Field Power/Comms, Nonheated, Populated | 3 | HJ15000000 | 5 | [6 empty] | 0 | 0 | 0 | 0 | 0 | 1 | 0 | 0 | 1 | 0 | 0 | 0 | 0 | 0 | 0 | 0 | 0 | 0 | 0 | 1 | 0 | 0 | 0 | 0 | 0 | 0 | 0 | 0 | 0 | 0 | 0 | 0 | 0 | 1 | 0 | 0 | 0 | 0 | 0 | 0 | 0 | 0 | 0 | 0 | 0 | 0 | 1 | 0 |  |  | 5 | TRUE
|  | Assembly, Aquatics Field Power/Comms, Heated, Populated | 3 | HJ14000000 | 15 | 1 | [5 empty] | 1 | 0 | 1 | 0 | 0 | 0 | 0 | 0 | 0 | 0 | 1 | 0 | 0 | 1 | 0 | 0 | 1 | 0 | 0 | 0 | 0 | 0 | 1 | 0 | 0 | 1 | 0 | 0 | 1 | 0 | 1 | 1 | 0 | 0 | 0 | 1 | 1 | 0 | 1 | 0 | 0 | 1 | 0 | 1 | 0 | 0 | 0 | 1 |  |  | 15 | TRUE
| PDS - DFIR, Non-Hut Supported | Subsystem, PDS, Primary Precipitation, Non-Hut-Supported, Non-Heated | 4 | CG07220000 | 2 | [6 empty] | 0 | 0 | 0 | 0 | 0 | 0 | 0 | 0 | 0 | 0 | 0 | 0 | 0 | 0 | 0 | 0 | 0 | 0 | 0 | 1 | 0 | 0 | 0 | 0 | 0 | 0 | 0 | 0 | 0 | 0 | 0 | 0 | 0 | 0 | 0 | 0 | 0 | 0 | 0 | 0 | 0 | 0 | 0 | 0 | 0 | 0 | 1 | 0 |  |  | 4 | FALSE
|  | Subsystem, PDS, Primary Precipitation, Non-Hut-Supported, Heated | 4 | CG07220010 | 3 | [6 empty] | 0 | 0 | 0 | 0 | 0 | 0 | 0 | 0 | 0 | 0 | 0 | 0 | 0 | 0 | 0 | 0 | 1 | 0 | 0 | 0 | 0 | 0 | 0 | 0 | 0 | 0 | 0 | 0 | 1 | 0 | 0 | 0 | 0 | 0 | 0 | 0 | 1 | 0 | 0 | 0 | 0 | 0 | 0 | 0 | 0 | 0 | 0 | 0 |  |  | 7 | FALSE
|  | Subsystem, PDS, Primary Precipitation, Hut Fiber/Non-Hut Power, Non-Heated | 4 | CG07220020 | 2 | [6 empty] | 0 | 0 | 0 | 0 | 0 | 1 | 0 | 0 | 1 | 0 | 0 | 0 | 0 | 0 | 0 | 0 | 0 | 0 | 0 | 0 | 0 | 0 | 0 | 0 | 0 | 0 | 0 | 0 | 0 | 0 | 0 | 0 | 0 | 0 | 0 | 0 | 0 | 0 | 0 | 0 | 0 | 0 | 0 | 0 | 0 | 0 | 0 | 0
|  | Subsystem, PDS, Primary Precipitation, Hut Fiber/Non-Hut Power, Heated | 4 | CG07220030 | 4 | [6 empty] | 1 | 0 | 1 | 0 | 0 | 0 | 0 | 0 | 0 | 0 | 1 | 0 | 0 | 0 | 0 | 0 | 0 | 0 | 0 | 0 | 0 | 0 | 0 | 0 | 0 | 0 | 0 | 0 | 0 | 0 | 0 | 0 | 0 | 0 | 0 | 0 | 0 | 0 | 0 | 0 | 0 | 0 | 0 | 1 | 0 | 0 | 0 | 0
DAS - Hut | DAS-Hut | Subsystem, DAS, Hut, Instrument Racks | 1 | CE05560006 | 47 | [6 empty] | 1 | 1 | 1 | 1 | 1 | 1 | 1 | 1 | 1 | 1 | 1 | 1 | 1 | 1 | 1 | 1 | 1 | 1 | 1 | 1 | 1 | 1 | 1 | 1 | 1 | 1 | 1 | 1 | 1 | 1 | 1 | 1 | 1 | 1 | 1 | 1 | 1 | 1 | 1 | 1 | 1 | 1 | 1 | 1 | 1 | 1 | 1 |  |  |  | 60 | FALSE
|  | Subsystem, DAS, Hut, Location Controller | 1 | CE05560001 | 47 | [6 empty] | 1 | 1 | 1 | 1 | 1 | 1 | 1 | 1 | 1 | 1 | 1 | 1 | 1 | 1 | 1 | 1 | 1 | 1 | 1 | 1 | 1 | 1 | 1 | 1 | 1 | 1 | 1 | 1 | 1 | 1 | 1 | 1 | 1 | 1 | 1 | 1 | 1 | 1 | 1 | 1 | 1 | 1 | 1 | 1 | 1 | 1 | 1 |  |  |  | 60 | FALSE
|  | Subsystem, DAS, Hut, Network | 1 | CE05560002 | 47 | [6 empty] | 1 | 1 | 1 | 1 | 1 | 1 | 1 | 1 | 1 | 1 | 1 | 1 | 1 | 1 | 1 | 1 | 1 | 1 | 1 | 1 | 1 | 1 | 1 | 1 | 1 | 1 | 1 | 1 | 1 | 1 | 1 | 1 | 1 | 1 | 1 | 1 | 1 | 1 | 1 | 1 | 1 | 1 | 1 | 1 | 1 | 1 | 1 |  |  |  | 60 | FALSE
|  | Subsystem, DAS, Hut, Telephony | 1 | CE05560003 | 47 | [6 empty] | 1 | 1 | 1 | 1 | 1 | 1 | 1 | 1 | 1 | 1 | 1 | 1 | 1 | 1 | 1 | 1 | 1 | 1 | 1 | 1 | 1 | 1 | 1 | 1 | 1 | 1 | 1 | 1 | 1 | 1 | 1 | 1 | 1 | 1 | 1 | 1 | 1 | 1 | 1 | 1 | 1 | 1 | 1 | 1 | 1 | 1 | 1 |  |  |  | 60 | FALSE
|  | Subsystem, DAS, Hut, Human Interface | 1 | CE05560004 | 47 | [6 empty] | 1 | 1 | 1 | 1 | 1 | 1 | 1 | 1 | 1 | 1 | 1 | 1 | 1 | 1 | 1 | 1 | 1 | 1 | 1 | 1 | 1 | 1 | 1 | 1 | 1 | 1 | 1 | 1 | 1 | 1 | 1 | 1 | 1 | 1 | 1 | 1 | 1 | 1 | 1 | 1 | 1 | 1 | 1 | 1 | 1 | 1 | 1 |  |  |  | 60 | FALSE
|  | Subsystem, DAS, Hut, Timing | 3 | CE05560005 | 47 | [6 empty] | 1 | 1 | 1 | 1 | 1 | 1 | 1 | 1 | 1 | 1 | 1 | 1 | 1 | 1 | 1 | 1 | 1 | 1 | 1 | 1 | 1 | 1 | 1 | 1 | 1 | 1 | 1 | 1 | 1 | 1 | 1 | 1 | 1 | 1 | 1 | 1 | 1 | 1 | 1 | 1 | 1 | 1 | 1 | 1 | 1 | 1 | 1 |  |  |  | 60 | FALSE
|  | Subsystem, DAS, Hut, Storage | 4 | CE05560007 | 47 | [6 empty] | 1 | 1 | 1 | 1 | 1 | 1 | 1 | 1 | 1 | 1 | 1 | 1 | 1 | 1 | 1 | 1 | 1 | 1 | 1 | 1 | 1 | 1 | 1 | 1 | 1 | 1 | 1 | 1 | 1 | 1 | 1 | 1 | 1 | 1 | 1 | 1 | 1 | 1 | 1 | 1 | 1 | 1 | 1 | 1 | 1 | 1 | 1 |  |  |  | 60 | FALSE
|  | Subsystem, DAS, Hut, External Infrastructure | 2 | CE05560009 | 94 | [6 empty] | 2 | 2 | 2 | 2 | 2 | 2 | 2 | 2 | 2 | 2 | 2 | 2 | 2 | 2 | 2 | 2 | 2 | 2 | 2 | 2 | 2 | 2 | 2 | 2 | 2 | 2 | 2 | 2 | 2 | 2 | 2 | 2 | 2 | 2 | 2 | 2 | 2 | 2 | 2 | 2 | 2 | 2 | 2 | 2 | 2 | 2 | 2 |  |  |  | 120 | FALSE
|  | Subsystem, DAS, Hut, Exterior Camera | 4 | CA11540000 | 47 | [6 empty] | 1 | 1 | 1 | 1 | 1 | 1 | 1 | 1 | 1 | 1 | 1 | 1 | 1 | 1 | 1 | 1 | 1 | 1 | 1 | 1 | 1 | 1 | 1 | 1 | 1 | 1 | 1 | 1 | 1 | 1 | 1 | 1 | 1 | 1 | 1 | 1 | 1 | 1 | 1 | 1 | 1 | 1 | 1 | 1 | 1 | 1 | 1 |  |  |  | 60 | FALSE
|  | Subsystem, DAS, Hut, DFIR Fiber Connectivity Kit | 3 | CE05560011 | 9 | [6 empty] | 0 | 0 | 0 | 0 | 0 | 0 | 0 | 0 | 0 | 0 | 0 | 0 | 0 | 1 | 0 | 0 | 0 | 0 | 0 | 0 | 0 | 0 | 1 | 0 | 0 | 1 | 0 | 0 | 0 | 0 | 1 | 1 | 0 | 1 | 0 | 1 | 0 | 0 | 1 | 0 | 0 | 1 | 0 | 0 | 0 | 0 | 0 | 1 |  |  | 20 | FALSE
DAS - Tower | Fiber | Subsystem, DAS, Tower Fiber | 1 | CD08370000 | 47 | [6 empty] | 1 | 1 | 1 | 1 | 1 | 1 | 1 | 1 | 1 | 1 | 1 | 1 | 1 | 1 | 1 | 1 | 1 | 1 | 1 | 1 | 1 | 1 | 1 | 1 | 1 | 1 | 1 | 1 | 1 | 1 | 1 | 1 | 1 | 1 | 1 | 1 | 1 | 1 | 1 | 1 | 1 | 1 | 1 | 1 | 1 | 1 | 1 | 1 |  |  | 60 | FALSE
DAS - Soil | Fiber | Subsystem, DAS, Soil Fiber | 2 | CF08370000 | 47 | [6 empty] | 1 | 1 | 1 | 1 | 1 | 1 | 1 | 1 | 1 | 1 | 1 | 1 | 1 | 1 | 1 | 1 | 1 | 1 | 1 | 1 | 1 | 1 | 1 | 1 | 1 | 1 | 1 | 1 | 1 | 1 | 1 | 1 | 1 | 1 | 1 | 1 | 1 | 1 | 1 | 1 | 1 | 1 | 1 | 1 | 1 | 1 | 1 | 1 |  |  | 60 | FALSE
DAS - DFIR | Fiber | Subsystem, DAS, Portal, Timing | 3 | HB08840000 | 5 | [6 empty] | 0 | 0 | 0 | 0 | 0 | 0 | 0 | 0 | 0 | 0 | 0 | 0 | 0 | 0 | 0 | 0 | 1 | 0 | 0 | 1 | 0 | 0 | 0 | 0 | 0 | 0 | 0 | 0 | 1 | 0 | 0 | 0 | 0 | 0 | 0 | 0 | 1 | 0 | 0 | 0 | 0 | 0 | 0 | 0 | 0 | 0 | 1 | 0
|  | Subsystem, DAS, DFIR Fiber | 3 | CG08370000 | 20 | [6 empty] | 1 | 0 | 1 | 0 | 0 | 1 | 0 | 0 | 1 | 0 | 1 | 0 | 0 | 1 | 0 | 0 | 1 | 0 | 0 | 1 | 0 | 0 | 1 | 0 | 0 | 1 | 0 | 0 | 1 | 0 | 1 | 1 | 0 | 1 | 0 | 1 | 1 | 0 | 1 | 0 | 0 | 1 | 0 | 1 | 0 | 0 | 1 |  |  |  | 20 | TRUE
Sensor Infrastructure | Booms Tower - Level 1 Arbor | Assembly, Level 1 Temperature Boom | 2 | CD00780030 | 46 | [6 empty] | 1 | 1 | 1 | 1 | 1 | 1 | 1 | 1 | 1 | 1 | 1 | 1 | 1 | 1 | 1 | 1 | 1 | 1 | 1 | 1 | 1 | 1 | 1 | 1 | 1 | 1 | 1 | 1 | 1 | 1 | 1 | 1 | 1 | 1 | 1 | 1 |  | 1 | 1 | 1 | 1 | 1 | 1 | 1 | 1 | 1 | 1 | 1 |  |  | 60 | FALSE
|  | Subsystem, Tower Boom, Long Arbor, Wind River | 4 | CD00780040 | 1 | [6 empty] | 0 | 0 | 0 | 0 | 0 | 0 | 0 | 0 | 0 | 0 | 0 | 0 | 0 | 0 | 0 | 0 | 0 | 0 | 0 | 0 | 0 | 0 | 0 | 0 | 0 | 0 | 0 | 0 | 0 | 0 | 0 | 0 | 0 | 0 | 0 | 0 | 1 | 0 | 0 | 0 | 0 | 0 | 0 | 0 | 0 | 0 | 0 | 0
|  | Assembly, Unistrut Radiation Mount | 2 | CF00300000 | 70 | [6 empty] | 2 | 1 | 2 | 1 | 1 | 1 | 2 | 2 | 2 | 2 | 1 | 1 | 1 | 2 | 1 | 2 | 1 | 2 | 2 | 2 | 1 | 2 | 2 | 2 | 1 | 2 | 2 | 1 | 2 | 2 | 1 | 2 | 1 | 1 | 1 | 1 | 2 | 1 | 2 | 2 | 1 | 2 | 1 | 1 | 1 | 1 | 1 | 2 |  |  | 87 | FALSE
| Booms Tower - Profile | Subsystem, Tower Boom, Profile | 1 | CD08170000 | 203 | [6 empty] | 8 | 4 | 8 | 4 | 2 | 4 | 4 | 8 | 6 | 4 | 4 | 4 | 4 | 4 | 4 | 4 | 4 | 8 | 8 | 6 | 4 | 8 | 4 | 4 | 2 | 4 | 4 | 3 | 6 | 4 | 4 | 4 | 2 | 2 | 2 | 2 | 0 | 3 | 8 | 8 | 5 | 4 | 2 | 3 | 3 | 2 | 4 | 4 |  |  | 233 | FALSE
|  | Subsystem, Tower Boom, Profile, Wind River | 4 | CD01900010 | 12 | [6 empty] | 0 | 0 | 0 | 0 | 0 | 0 | 0 | 0 | 0 | 0 | 0 | 0 | 0 | 0 | 0 | 0 | 0 | 0 | 0 | 0 | 0 | 0 | 0 | 0 | 0 | 0 | 0 | 0 | 0 | 0 | 0 | 0 | 0 | 0 | 0 | 0 | 12 | 0 | 0 | 0 | 0 | 0 | 0 | 0 | 0 | 0 | 0 | 0 |  |  | 12 | TRUE
| Booms Tower - Top Pivot | Subsystem, Tower Boom, Top, Left Pivot | 1 | CD08710000 | 31 | [6 empty] | 1 | 1 | 1 | 1 | 1 | 0 | 1 | 0 | 1 | 1 | 0 | 1 | 1 | 1 | 1 | 1 | 1 | 0 | 0 | 1 | 1 | 1 | 1 | 1 | 1 | 1 | 1 | 1 | 1 | 0 | 0 | 0 | 1 | 1 | 1 | 0 | 1 | 1 | 0 | 0 | 1 | 0 | 0 | 0 | 0 | 0 | 1 | 1 |  |  | 47 | FALSE
|  | Subsystem, Tower Boom, Top, Right Pivot | 1 | CD08710010 | 10 | [6 empty] | 0 | 0 | 0 | 0 | 0 | 1 | 0 | 1 | 0 | 0 | 1 | 0 | 0 | 0 | 0 | 0 | 0 | 1 | 1 | 0 | 0 | 0 | 0 | 0 | 0 | 0 | 0 | 0 | 0 | 1 | 1 | 0 | 0 | 0 | 0 | 1 | 0 | 0 | 1 | 1 | 0 | 0 | 0 | 0 | 0 | 0 | 0 | 1 |  |  | 23 | FALSE
|  | Subsystem, Tower Boom, Top, Left Pivot, Extreme | 4 | CD08710020 | 6 | [6 empty] | 0 | 0 | 0 | 0 | 0 | 0 | 0 | 0 | 0 | 0 | 0 | 0 | 0 | 0 | 0 | 0 | 0 | 0 | 0 | 0 | 0 | 0 | 0 | 0 | 0 | 0 | 0 | 0 | 0 | 0 | 0 | 1 | 0 | 0 | 0 | 0 | 0 | 0 | 0 | 0 | 0 | 1 | 1 | 1 | 1 | 1 | 0 | 0 |  |  | 7 | FALSE
|  | Subsystem, Tower Boom, Top, Right Pivot, Extreme | 4 | CD08710030 | 0 | [6 empty] | 0 | 0 | 0 | 0 | 0 | 0 | 0 | 0 | 0 | 0 | 0 | 0 | 0 | 0 | 0 | 0 | 0 | 0 | 0 | 0 | 0 | 0 | 0 | 0 | 0 | 0 | 0 | 0 | 0 | 0 | 0 | 0 | 0 | 0 | 0 | 0 | 0 | 0 | 0 | 0 | 0 | 0 | 0 | 0 | 0 | 0 | 0 | 0 |  |  | 2 | FALSE
| Booms Tower - Top Pivot, Eddy Covariance Turbulent Exchange | Subsystem, Tower Boom, Top, Eddy Covariance Turbulent Exchange, Left Pivot | 3 | CD07990000 | 25 | [6 empty] | 1 | 1 | 1 | 1 | 1 | 0 | 0 | 0 | 0 | 0 | 1 | 1 | 1 | 1 | 1 | 1 | 0 | 0 | 0 | 1 | 0 | 1 | 1 | 1 | 1 | 1 | 1 | 1 | 1 | 0 | 1 | 0 | 0 | 0 | 1 | 1 | 1 | 0 | 0 | 0 | 1 | 0 | 0 | 0 | 0 | 0 | 0 | 1 |  |  | 26 | FALSE
|  | Subsystem, Tower Boom, Top, Eddy Covariance Turbulent Exchange, Right Pivot | 3 | CD07990010 | 16 | [6 empty] | 0 | 0 | 0 | 0 | 0 | 1 | 1 | 1 | 1 | 1 | 0 | 0 | 0 | 0 | 0 | 0 | 1 | 1 | 1 | 0 | 1 | 0 | 0 | 0 | 0 | 0 | 0 | 0 | 0 | 1 | 0 | 0 | 1 | 1 | 0 | 0 | 0 | 1 | 1 | 1 | 0 | 0 | 0 | 0 | 0 | 0 | 1 | 0 |  |  | 20 | FALSE
|  | Subsystem, Tower Boom, Top, Eddy Covariance Turbulent Exchange, Left Pivot, Extreme | 4 | CD07990020 | 2 | [6 empty] | 0 | 0 | 0 | 0 | 0 | 0 | 0 | 0 | 0 | 0 | 0 | 0 | 0 | 0 | 0 | 0 | 0 | 0 | 0 | 0 | 0 | 0 | 0 | 0 | 0 | 0 | 0 | 0 | 0 | 0 | 0 | 1 | 0 | 0 | 0 | 0 | 0 | 0 | 0 | 0 | 0 | 1 | 0 | 0 | 0 | 0 | 0 | 0 |  |  | 2 | TRUE
|  | Subsystem, Tower Boom, Top, Eddy Covariance Turbulent Exchange, Right Pivot, Extreme | 4 | CD07990030 | 4 | [6 empty] | 0 | 0 | 0 | 0 | 0 | 0 | 0 | 0 | 0 | 0 | 0 | 0 | 0 | 0 | 0 | 0 | 0 | 0 | 0 | 0 | 0 | 0 | 0 | 0 | 0 | 0 | 0 | 0 | 0 | 0 | 0 | 0 | 0 | 0 | 0 | 0 | 0 | 0 | 0 | 0 | 0 | 0 | 1 | 1 | 1 | 1 | 0 | 0 |  |  | 5 | FALSE
| Booms Soil - Radiation Arbor | Subsystem, Soil Boom, Arbor, Plots 1&5 | 2 | CF02900000 | 94 |  |  | 0 |  |  |  | 2 | 2 | 2 | 2 | 2 | 2 | 2 | 2 | 2 | 2 | 2 | 2 | 2 | 2 | 2 | 2 | 2 | 2 | 2 | 2 | 2 | 2 | 2 | 2 | 2 | 2 | 2 | 2 | 2 | 2 | 2 | 2 | 2 | 2 | 2 | 2 | 2 | 2 | 2 | 2 | 2 | 2 | 2 | 2 | 2 | 2 | 2 | 2 |  |  | 120 | FALSE
| Tower Top Environmental Enclosure | Subsystem, Environmental Enclosure, Tower Top, Base | 3 | CD08020000 | 41 | [6 empty] | 1 | 1 | 1 | 1 | 1 | 1 | 1 | 1 | 1 | 1 | 1 | 1 | 1 | 1 | 1 | 1 | 1 | 1 | 1 | 1 | 1 | 1 | 1 | 1 | 1 | 0 | 0 | 0 | 1 | 1 | 1 | 0 | 0 | 1 | 1 | 0 | 1 | 1 | 1 | 1 | 1 | 1 | 1 | 1 | 1 | 1 | 1 | 0 | For relo, this will be similar to MDP? AQU Portal on the gorund with HVAC? |  | 50 | FALSE
|  | Subsystem, Environmental Enclosure, Tower Top, Particulate | 3 | CD08020010 | 6 | [6 empty] | 0 | 0 | 0 | 0 | 0 | 0 | 0 | 0 | 0 | 0 | 0 | 0 | 0 | 0 | 0 | 0 | 0 | 0 | 0 | 0 | 0 | 0 | 0 | 0 | 0 | 1 | 1 | 1 | 0 | 0 | 0 | 1 | 1 | 0 | 0 | 1 | 0 | 0 | 0 | 0 | 0 | 0 | 0 | 0 | 0 | 0 | 0 | 1 |  |  | 9 | FALSE
Sensor Systems - Tower | Barometric Pressure | Subsystem, Barometric Pressure, Standard | 1 | CD05890000 | 37 |  |  | 1 |  |  |  | 1 | 1 | 1 | 0 | 1 | 1 | 1 | 0 | 1 | 1 | 1 | 0 | 1 | 1 | 1 | 1 | 1 | 1 | 1 | 1 | 1 | 0 | 1 | 1 | 1 | 1 | 1 | 0 | 1 | 1 | 0 | 0 | 1 | 1 | 1 | 1 | 0 | 0 | 1 | 1 | 0 | 1 | 1 | 1 | 1 | 1 | 1 | 1 |  |  | 41 | FALSE
|  | Subsystem, Barometric Pressure, Heavy/Extreme | 1 | CD05890010 | 9 |  |  | 1 |  |  |  | 0 | 0 | 0 | 1 | 0 | 0 | 0 | 1 | 0 | 0 | 0 | 1 | 0 | 0 | 0 | 0 | 0 | 0 | 0 | 0 | 0 | 1 | 0 | 0 | 0 | 0 | 0 | 1 | 0 | 0 | 1 | 1 | 0 | 0 | 0 | 0 | 0 | 1 | 0 | 0 | 1 | 0 | 0 | 0 | 0 | 0 | 0 | 0 |  |  | 11 | FALSE
|  | Subsystem, Barometric Pressure, Wind River | 4 | CD05890020 | 1 |  |  | 1 |  |  |  | 0 | 0 | 0 | 0 | 0 | 0 | 0 | 0 | 0 | 0 | 0 | 0 | 0 | 0 | 0 | 0 | 0 | 0 | 0 | 0 | 0 | 0 | 0 | 0 | 0 | 0 | 0 | 0 | 0 | 0 | 0 | 0 | 0 | 0 | 0 | 0 | 1 | 0 | 0 | 0 | 0 | 0 | 0 | 0 | 0 | 0 | 0 | 0 |  |  | 1 | TRUE
| Mid-Level Radiation | Subsystem, Mid-Level Radiation, Split, Lower | 1 | CD05870000 | 46 |  |  | 1 |  |  |  | 3 | 0 | 3 | 0 | 0 | 0 | 1 | 3 | 2 | 1 | 0 | 0 | 0 | 1 | 0 | 1 | 0 | 3 | 3 | 2 | 0 | 3 | 1 | 1 | 0 | 1 | 1 | 0 | 2 | 1 | 0 | 1 | 0 | 0 | 0 | 0 | 5 | 0 | 3 | 3 | 0 | 1 | 0 | 0 | 0 | 0 | 0 | 1 |  |  | 53 | FALSE
|  | Subsystem, Mid-Level Radiation, Split, Upper | 1 | CD05870010 | 23 |  |  | 1 |  |  |  | 1 | 0 | 1 | 0 | 0 | 0 | 1 | 1 | 1 | 1 | 0 | 0 | 0 | 1 | 0 | 1 | 0 | 1 | 1 | 1 | 0 | 1 | 1 | 1 | 0 | 1 | 1 | 0 | 1 | 1 | 0 | 1 | 0 | 0 | 0 | 0 | 1 | 0 | 1 | 1 | 0 | 1 | 0 | 0 | 0 | 0 | 0 | 1 |  |  | 27 | FALSE
|  | Subsystem, Mid-Level Radiation, Combined, Lower | 1 | CD05870020 | 53 | [6 empty] | 0 | 3 | 0 | 3 | 1 | 3 | 0 | 0 | 0 | 0 | 3 | 3 | 3 | 0 | 3 | 0 | 3 | 0 | 0 | 0 | 3 | 0 | 0 | 0 | 1 | 0 | 0 | 2 | 0 | 0 | 3 | 0 | 1 | 1 | 1 | 1 | 0 | 2 | 0 | 0 | 4 | 0 | 1 | 2 | 2 | 1 | 3 | 0 |  |  | 58 | FALSE
|  | Subsystem, Mid-Level Radiation, Combined, Upper | 1 | CD05870030 | 24 | [6 empty] | 0 | 1 | 0 | 1 | 1 | 1 | 0 | 0 | 0 | 0 | 1 | 1 | 1 | 0 | 1 | 0 | 1 | 0 | 0 | 0 | 1 | 0 | 0 | 0 | 1 | 0 | 0 | 1 | 0 | 0 | 1 | 0 | 1 | 1 | 1 | 1 | 0 | 1 | 0 | 0 | 1 | 0 | 1 | 1 | 1 | 1 | 1 | 0 |  |  | 27 | FALSE
|  | Subsystem, Mid-Level Radiation, Level 1 | 2 | CD05870040 | 47 |  |  | 1 |  |  |  | 1 | 1 | 1 | 1 | 1 | 1 | 1 | 1 | 1 | 1 | 1 | 1 | 1 | 1 | 1 | 1 | 1 | 1 | 1 | 1 | 1 | 1 | 1 | 1 | 1 | 1 | 1 | 1 | 1 | 1 | 1 | 1 | 1 | 1 | 1 | 1 | 1 | 1 | 1 | 1 | 1 | 1 | 1 | 1 | 1 | 1 | 1 | 1 |  |  | 60 | FALSE
| Aspirated Air Temperature Single | Subsystem, Aspirated Shield Single, Non-Heated, Split | 1 | CD05790000 | 18 |  |  | 1 |  |  |  | 0 | 0 | 0 | 0 | 0 | 0 | 2 | 4 | 3 | 2 | 0 | 0 | 0 | 0 | 0 | 0 | 0 | 0 | 0 | 3 | 0 | 4 | 0 | 0 | 0 | 0 | 0 | 0 | 0 | 0 | 0 | 0 | 0 | 0 | 0 | 0 | 0 | 0 | 0 | 0 | 0 | 0 | 0 | 0 | 0 | 0 | 0 | 0 |  |  | 24 | FALSE
|  | Subsystem, Aspirated Shield Single, Heated, Split | 1 | CD05790010 | 47 |  |  | 1 |  |  |  | 4 | 0 | 4 | 0 | 0 | 0 | 0 | 0 | 0 | 0 | 0 | 0 | 0 | 2 | 0 | 2 | 0 | 4 | 4 | 0 | 0 | 0 | 2 | 2 | 0 | 2 | 2 | 0 | 3 | 2 | 0 | 0 | 0 | 0 | 0 | 0 | 6 | 0 | 4 | 4 | 0 | 0 | 0 | 0 | 0 | 0 | 0 | 2 |  |  | 52 | FALSE
|  | Subsystem, Aspirated Shield Single, Non-Heated, Combined | 1 | CD05790020 | 16 |  |  | 1 |  |  |  | 0 | 0 | 0 | 0 | 0 | 4 | 0 | 0 | 0 | 0 | 0 | 0 | 0 | 0 | 0 | 0 | 0 | 0 | 0 | 0 | 4 | 0 | 0 | 0 | 0 | 0 | 0 | 0 | 0 | 0 | 0 | 0 | 0 | 2 | 2 | 0 | 0 | 0 | 0 | 0 | 0 | 0 | 0 | 0 | 0 | 0 | 4 | 0 |  |  | 16 | TRUE
|  | Subsystem, Aspirated Shield Single, Heated, Combined | 1 | CD05790030 | 51 |  |  | 1 |  |  |  | 0 | 4 | 0 | 4 | 2 | 0 | 0 | 0 | 0 | 0 | 4 | 4 | 4 | 0 | 4 | 0 | 4 | 0 | 0 | 0 | 0 | 0 | 0 | 0 | 2 | 0 | 0 | 3 | 0 | 0 | 4 | 0 | 2 | 0 | 0 | 2 | 0 | 3 | 0 | 0 | 5 | 0 | 0 | 0 | 0 | 0 | 0 | 0 |  |  | 56 | FALSE
|  | Subsystem, Aspirated Shield Single, Non-Heated, Split Level 1 | 2 | CD05790040 | 6 |  |  | 1 |  |  |  | 0 | 0 | 0 | 0 | 0 | 0 | 1 | 1 | 1 | 1 | 0 | 0 | 0 | 0 | 0 | 0 | 0 | 0 | 0 | 1 | 0 | 1 | 0 | 0 | 0 | 0 | 0 | 0 | 0 | 0 | 0 | 0 | 0 | 0 | 0 | 0 | 0 | 0 | 0 | 0 | 0 | 0 | 0 | 0 | 0 | 0 | 0 | 0 |  |  | 8 | FALSE
|  | Subsystem, Aspirated Shield Single, Heated, Split, Level 1 | 2 | CD05790050 | 15 |  |  | 1 |  |  |  | 1 | 0 | 1 | 0 | 0 | 0 | 0 | 0 | 0 | 0 | 0 | 0 | 0 | 1 | 0 | 1 | 0 | 1 | 1 | 0 | 0 | 0 | 1 | 1 | 0 | 1 | 1 | 0 | 1 | 1 | 0 | 0 | 0 | 0 | 0 | 0 | 1 | 0 | 1 | 1 | 0 | 0 | 0 | 0 | 0 | 0 | 0 | 1 |  |  | 17 | FALSE
|  | Subsystem, Aspirated Shield Single, Non-Heated, Combined, Level 1 | 2 | CD05790060 | 5 | [6 empty] | 0 | 0 | 0 | 0 | 0 | 1 | 0 | 0 | 0 | 0 | 0 | 0 | 0 | 0 | 0 | 0 | 0 | 0 | 0 | 0 | 1 | 0 | 0 | 0 | 0 | 0 | 0 | 0 | 0 | 0 | 0 | 0 | 0 | 1 | 1 | 0 | 0 | 0 | 0 | 0 | 0 | 0 | 0 | 0 | 0 | 0 | 1 | 0 |  |  | 5 | TRUE
|  | Subsystem, Aspirated Shield Single, Heated, Combined, Level 1 | 2 | CD05790070 | 15 | [6 empty] | 0 | 1 | 0 | 1 | 1 | 0 | 0 | 0 | 0 | 0 | 1 | 1 | 1 | 0 | 1 | 0 | 1 | 0 | 0 | 0 | 0 | 0 | 0 | 0 | 1 | 0 | 0 | 1 | 0 | 0 | 1 | 0 | 1 | 0 | 0 | 1 | 0 | 1 | 0 | 0 | 1 | 0 | 0 | 0 | 0 | 0 | 0 | 0 |  |  | 17 | FALSE
|  | Subsystem, Aspirated Shield Single, Extreme Heated, Split | 4 | CD05790080 | 4 |  |  | 1 |  |  |  | 0 | 0 | 0 | 0 | 0 | 0 | 0 | 0 | 0 | 0 | 0 | 0 | 0 | 0 | 0 | 0 | 0 | 0 | 0 | 0 | 0 | 0 | 0 | 0 | 0 | 0 | 0 | 0 | 0 | 0 | 0 | 2 | 0 | 0 | 0 | 0 | 0 | 0 | 0 | 0 | 0 | 2 | 0 | 0 | 0 | 0 | 0 | 0 |  |  | 4 | TRUE
|  | Subsystem, Aspirated Shield Single, Extreme Heated, Combined | 4 | CD05790090 | 10 |  |  | 1 |  |  |  | 0 | 0 | 0 | 0 | 0 | 0 | 0 | 0 | 0 | 0 | 0 | 0 | 0 | 0 | 0 | 0 | 0 | 0 | 0 | 0 | 0 | 0 | 0 | 0 | 0 | 0 | 0 | 0 | 0 | 0 | 0 | 0 | 0 | 0 | 0 | 0 | 0 | 0 | 0 | 0 | 0 | 0 | 2 | 3 | 3 | 2 | 0 | 0 |  |  | 13 | FALSE
|  | Subsystem, Aspirated Shield Single, Extreme Heated, Split, Level 1 | 4 | CD05790100 | 2 |  |  | 1 |  |  |  | 0 | 0 | 0 | 0 | 0 | 0 | 0 | 0 | 0 | 0 | 0 | 0 | 0 | 0 | 0 | 0 | 0 | 0 | 0 | 0 | 0 | 0 | 0 | 0 | 0 | 0 | 0 | 0 | 0 | 0 | 0 | 1 | 0 | 0 | 0 | 0 | 0 | 0 | 0 | 0 | 0 | 1 | 0 | 0 | 0 | 0 | 0 | 0 |  |  | 2 | TRUE
|  | Subsystem, Aspirated Shield Single, Extreme Heated, Combined, Level 1 | 4 | CD05790110 | 4 | [6 empty] | 0 | 0 | 0 | 0 | 0 | 0 | 0 | 0 | 0 | 0 | 0 | 0 | 0 | 0 | 0 | 0 | 0 | 0 | 0 | 0 | 0 | 0 | 0 | 0 | 0 | 0 | 0 | 0 | 0 | 0 | 0 | 0 | 0 | 0 | 0 | 0 | 0 | 0 | 0 | 0 | 0 | 0 | 1 | 1 | 1 | 1 | 0 | 0 |  |  | 5 | FALSE
| Aspirated Air Temperature Triple | Subsystem, Aspirated Shield Triple, Non-Heated, Split | 1 | CD05800000 | 0 |  |  | 1 |  |  |  | 0 | 0 | 0 | 0 | 0 | 0 | 0 | 0 | 0 | 0 | 0 | 0 | 0 | 0 | 0 | 0 | 0 | 0 | 0 | 0 | 0 | 0 | 0 | 0 | 0 | 0 | 0 | 0 | 0 | 0 | 0 | 0 | 0 | 0 | 0 | 0 | 0 | 0 | 0 | 0 | 0 | 0 | 0 | 0 | 0 | 0 | 0 | 0 |  |  | 8 | FALSE
|  | Subsystem, Aspirated Shield Triple, Heated, Split | 1 | CD05800010 | 0 |  |  | 1 |  |  |  | 0 | 0 | 0 | 0 | 0 | 0 | 0 | 0 | 0 | 0 | 0 | 0 | 0 | 0 | 0 | 0 | 0 | 0 | 0 | 0 | 0 | 0 | 0 | 0 | 0 | 0 | 0 | 0 | 0 | 0 | 0 | 0 | 0 | 0 | 0 | 0 | 0 | 0 | 0 | 0 | 0 | 0 | 0 | 0 | 0 | 0 | 0 | 1 |  |  | 17 | FALSE
|  | Subsystem, Aspirated Shield Triple, Non-Heated, Combined | 1 | CD05800020 | 11 | [6 empty] | 0 | 0 | 0 | 0 | 0 | 1 | 1 | 1 | 1 | 1 | 0 | 0 | 0 | 0 | 0 | 0 | 0 | 0 | 0 | 1 | 1 | 1 | 0 | 0 | 0 | 0 | 0 | 0 | 0 | 0 | 0 | 0 | 0 | 1 | 1 | 0 | 0 | 0 | 0 | 0 | 0 | 0 | 0 | 0 | 0 | 0 | 1 | 0 |  |  | 5 | FALSE
|  | Subsystem, Aspirated Shield Triple, Heated, Combined | 1 | CD05800030 | 30 | [6 empty] | 1 | 1 | 1 | 1 | 1 | 0 | 0 | 0 | 0 | 0 | 1 | 1 | 1 | 1 | 1 | 1 | 1 | 1 | 1 | 0 | 0 | 0 | 1 | 1 | 1 | 1 | 1 | 1 | 1 | 1 | 1 | 0 | 1 | 0 | 0 | 1 | 1 | 1 | 1 | 1 | 1 | 0 | 0 | 0 | 0 | 0 | 0 | 0 |  |  | 17 | FALSE
|  | Subsystem, Aspirated Shield Triple, Extreme Heated, Split | 4 | CD05800040 | 0 |  |  | 1 |  |  |  | 0 | 0 | 0 | 0 | 0 | 0 | 0 | 0 | 0 | 0 | 0 | 0 | 0 | 0 | 0 | 0 | 0 | 0 | 0 | 0 | 0 | 0 | 0 | 0 | 0 | 0 | 0 | 0 | 0 | 0 | 0 | 0 | 0 | 0 | 0 | 0 | 0 | 0 | 0 | 0 | 0 | 0 | 0 | 0 | 0 | 0 | 0 | 0 |  |  | 2 | FALSE
|  | Subsystem, Aspirated Shield Triple, Extreme Heated, Combined | 4 | CD05800050 | 6 | [6 empty] | 0 | 0 | 0 | 0 | 0 | 0 | 0 | 0 | 0 | 0 | 0 | 0 | 0 | 0 | 0 | 0 | 0 | 0 | 0 | 0 | 0 | 0 | 0 | 0 | 0 | 0 | 0 | 0 | 0 | 0 | 0 | 1 | 0 | 0 | 0 | 0 | 0 | 0 | 0 | 0 | 0 | 1 | 1 | 1 | 1 | 1 | 0 | 0 |  |  | 5 | FALSE
| 2D Wind | Subsystem, 2D Wind, Non-Heated, Boom Mount | 2 | CD05810000 | 34 | [6 empty] | 0 | 0 | 0 | 0 | 0 | 4 | 2 | 4 | 3 | 2 | 0 | 0 | 0 | 0 | 0 | 0 | 0 | 0 | 0 | 3 | 4 | 4 | 0 | 0 | 0 | 0 | 0 | 0 | 0 | 0 | 0 | 0 | 0 | 2 | 2 | 0 | 0 | 0 | 0 | 0 | 0 | 0 | 0 | 0 | 0 | 0 | 4 | 0 |  |  | 40 | FALSE
|  | Subsystem, 2D Wind, Heated, Boom Mount | 2 | CD05810010 | 98 | [6 empty] | 4 | 4 | 4 | 4 | 2 | 0 | 0 | 0 | 0 | 0 | 4 | 4 | 4 | 2 | 4 | 2 | 4 | 4 | 4 | 0 | 0 | 0 | 2 | 2 | 2 | 2 | 2 | 3 | 3 | 2 | 4 | 0 | 2 | 0 | 0 | 2 | 6 | 3 | 4 | 4 | 5 | 0 | 0 | 0 | 0 | 0 | 0 | 2 |  |  | 118 | FALSE
|  | Subsystem, 2D Wind, Non-Heated, Level 1 | 2 | CD05810020 | 11 | [6 empty] | 0 | 0 | 0 | 0 | 0 | 1 | 1 | 1 | 1 | 1 | 0 | 0 | 0 | 0 | 0 | 0 | 0 | 0 | 0 | 1 | 1 | 1 | 0 | 0 | 0 | 0 | 0 | 0 | 0 | 0 | 0 | 0 | 0 | 1 | 1 | 0 | 0 | 0 | 0 | 0 | 0 | 0 | 0 | 0 | 0 | 0 | 1 | 0 |  |  | 15 | FALSE
|  | Subsystem, 2D Wind, Heated, Level 1, Standard | 2 | CD05810030 | 22 | [6 empty] | 1 | 1 | 1 | 0 | 1 | 0 | 0 | 0 | 0 | 0 | 1 | 0 | 1 | 1 | 1 | 1 | 1 | 1 | 1 | 0 | 0 | 0 | 1 | 1 | 1 | 1 | 1 | 0 | 1 | 1 | 0 | 0 | 1 | 0 | 0 | 1 | 0 | 0 | 1 | 0 | 0 | 0 | 0 | 0 | 0 | 0 | 0 | 1 |  |  | 26 | FALSE
|  | Subsystem, 2D Wind, Heated, Level 1, Heavy/Extreme | 2 | CD05810040 | 7 | [6 empty] | 0 | 0 | 0 | 1 | 0 | 0 | 0 | 0 | 0 | 0 | 0 | 1 | 0 | 0 | 0 | 0 | 0 | 0 | 0 | 0 | 0 | 0 | 0 | 0 | 0 | 0 | 0 | 1 | 0 | 0 | 1 | 0 | 0 | 0 | 0 | 0 | 0 | 1 | 0 | 1 | 1 | 0 | 0 | 0 | 0 | 0 | 0 | 0 |  |  | 9 | FALSE
|  | Subsystem, 2D Wind, Extreme Heated, Boom Mount | 4 | CD05810050 | 14 | [6 empty] | 0 | 0 | 0 | 0 | 0 | 0 | 0 | 0 | 0 | 0 | 0 | 0 | 0 | 0 | 0 | 0 | 0 | 0 | 0 | 0 | 0 | 0 | 0 | 0 | 0 | 0 | 0 | 0 | 0 | 0 | 0 | 2 | 0 | 0 | 0 | 0 | 0 | 0 | 0 | 0 | 0 | 2 | 2 | 3 | 3 | 2 | 0 | 0 |  |  | 17 | FALSE
|  | Subsystem, 2D Wind, Extreme Heated, Level 1, Standard | 4 | CD05810060 | 3 | [6 empty] | 0 | 0 | 0 | 0 | 0 | 0 | 0 | 0 | 0 | 0 | 0 | 0 | 0 | 0 | 0 | 0 | 0 | 0 | 0 | 0 | 0 | 0 | 0 | 0 | 0 | 0 | 0 | 0 | 0 | 0 | 0 | 0 | 0 | 0 | 0 | 0 | 0 | 0 | 0 | 0 | 0 | 1 | 0 | 0 | 1 | 1 | 0 | 0 |  |  | 3 | TRUE
|  | Subsystem, 2D Wind, Extreme Heated, Level 1, Heavy/Extreme | 4 | CD05810070 | 3 | [6 empty] | 0 | 0 | 0 | 0 | 0 | 0 | 0 | 0 | 0 | 0 | 0 | 0 | 0 | 0 | 0 | 0 | 0 | 0 | 0 | 0 | 0 | 0 | 0 | 0 | 0 | 0 | 0 | 0 | 0 | 0 | 0 | 1 | 0 | 0 | 0 | 0 | 0 | 0 | 0 | 0 | 0 | 0 | 1 | 1 | 0 | 0 | 0 | 0 |  |  | 4 | FALSE
| Secondary Precipitation | Subsystem, Secondary Precipitation, Non-Heated, Narrow | 2 | CD05900000 | 9 |  |  | 1 |  |  |  | 0 | 0 | 0 | 0 | 0 | 1 | 1 | 1 | 1 | 1 | 0 | 0 | 0 | 0 | 0 | 0 | 0 | 0 | 0 | 1 | 1 | 1 | 0 | 0 | 0 | 0 | 0 | 0 | 0 | 0 | 0 | 0 | 0 | 0 | 1 | 0 | 0 | 0 | 0 | 0 | 0 | 0 | 0 | 0 | 0 | 0 | 0 | 0 | MDP uses the same as TIS? |  | 14 | FALSE
|  | Subsystem, Secondary Precipitation, Heated, Narrow | 2 | CD05900010 | 26 |  |  | 1 |  |  |  | 1 | 1 | 1 | 1 | 1 | 0 | 0 | 0 | 0 | 0 | 1 | 1 | 1 | 0 | 1 | 1 | 1 | 1 | 1 | 0 | 0 | 0 | 0 | 1 | 1 | 0 | 1 | 1 | 0 | 1 | 0 | 0 | 1 | 0 | 0 | 0 | 1 | 1 | 0 | 1 | 1 | 0 | 1 | 0 | 1 | 1 | 0 | 1 |  |  | 35 | FALSE
| Southeast Radiation | Subsystem, South East Radiation, Core | 2 | CD05910000 | 20 |  | 2 |  |  |  |  | 1 | 0 | 1 | 0 | 0 | 1 | 0 | 0 | 1 | 0 | 1 | 0 | 0 | 1 | 0 | 0 | 1 | 0 | 0 | 1 | 0 | 0 | 1 | 0 | 0 | 1 | 0 | 0 | 1 | 0 | 1 | 1 | 0 | 1 | 0 | 1 | 1 | 0 | 1 | 0 | 0 | 1 | 0 | 1 | 0 | 0 | 1 | 1 |  |  | 19 | FALSE
|  | Subsystem, South East Radiation, Single | 2 | CD05910010 | 27 |  | 1 |  |  |  |  | 0 | 1 | 0 | 1 | 1 | 0 | 1 | 1 | 0 | 1 | 0 | 1 | 1 | 0 | 1 | 1 | 0 | 1 | 1 | 0 | 1 | 1 | 0 | 1 | 1 | 0 | 1 | 1 | 0 | 1 | 0 | 0 | 1 | 0 | 1 | 0 | 0 | 1 | 0 | 1 | 1 | 0 | 1 | 0 | 1 | 1 | 0 | 0 | MDP uses the same as TIS? |  | 40 | FALSE
| Southwest Radiation | Subsystem, South West Radiation, Split or Non-Heated Combined, Right | 2 | CD05920000 | 9 |  | 1 | 1 |  |  |  | 0 | 0 | 0 | 0 | 0 | 0 | 1 | 0 | 1 | 1 | 0 | 0 | 0 | 0 | 0 | 0 | 0 | 0 | 0 | 1 | 1 | 1 | 0 | 0 | 0 | 0 | 0 | 0 | 0 | 0 | 0 | 0 | 0 | 1 | 1 | 0 | 0 | 0 | 0 | 0 | 0 | 0 | 0 | 0 | 0 | 0 | 1 | 1 |  |  | 27 | FALSE
|  | Subsystem, South West Radiation, Heated, Combined, Right | 2 | CD05920010 | 28 |  | 1 | 1 |  |  |  | 1 | 1 | 1 | 1 | 1 | 0 | 0 | 0 | 0 | 0 | 0 | 1 | 1 | 1 | 1 | 1 | 1 | 0 | 0 | 0 | 0 | 0 | 1 | 1 | 1 | 1 | 1 | 1 | 1 | 0 | 0 | 1 | 1 | 0 | 0 | 0 | 1 | 1 | 0 | 0 | 1 | 1 | 1 | 1 | 1 | 1 | 0 | 0 |  |  | 16 | FALSE
|  | Subsystem, South West Radiation, Split or Non-Heated Combined, Left | 2 | CD05920020 | 2 |  | 1 | 1 |  |  |  | 0 | 0 | 0 | 0 | 0 | 1 | 0 | 1 | 0 | 0 | 0 | 0 | 0 | 0 | 0 | 0 | 0 | 0 | 0 | 0 | 0 | 0 | 0 | 0 | 0 | 0 | 0 | 0 | 0 | 0 | 0 | 0 | 0 | 0 | 0 | 0 | 0 | 0 | 0 | 0 | 0 | 0 | 0 | 0 | 0 | 0 | 0 | 0 |  |  | 5 | FALSE
|  | Subsystem, South West Radiation, Heated, Combined, Left | 2 | CD05920030 | 8 |  | 1 | 1 |  |  |  | 0 | 0 | 0 | 0 | 0 | 0 | 0 | 0 | 0 | 0 | 1 | 0 | 0 | 0 | 0 | 0 | 0 | 1 | 1 | 0 | 0 | 0 | 0 | 0 | 0 | 0 | 0 | 0 | 0 | 1 | 1 | 0 | 0 | 0 | 0 | 1 | 0 | 0 | 1 | 1 | 0 | 0 | 0 | 0 | 0 | 0 | 0 | 0 |  |  | 6 | FALSE
| Spectral Photometer | Subsystem, Spectral Photometer, Corner Mount Universal | 2 | CD05820000 | 36 |  |  |  | 1 |  |  | 1 | 1 | 1 | 1 | 0 | 1 | 1 | 0 | 1 | 0 | 1 | 0 | 0 | 1 | 1 | 0 | 1 | 1 | 1 | 1 | 0 | 1 | 1 | 0 | 1 | 1 | 1 | 1 | 1 | 1 | 1 | 1 | 1 | 1 | 0 | 1 | 1 | 0 | 1 | 0 | 1 | 1 | 1 | 1 | 1 | 1 | 1 | 1 |  |  | 34 | FALSE
| Humidity Sensor | Subsystem, Tower Humidity Sensor, without grape | 2 | CD05830010 | 35 | [6 empty] | 1 | 1 | 1 | 1 | 1 | 1 | 1 | 1 | 1 | 1 | 1 | 1 | 1 | 0 | 1 | 1 | 1 | 1 | 1 | 1 | 1 | 1 | 0 | 1 | 1 | 0 | 1 | 1 | 0 | 1 | 0 | 0 | 1 | 0 | 1 | 0 | 1 | 1 | 0 | 1 | 1 | 0 | 1 | 0 | 1 | 1 | 0 | 1 | MDP uses the same as TIS? |  | 48 | FALSE
|  | Subsystem, Tower Humidity Sensor, with grape | 2 | CD05830000 | 12 |  |  | 1 |  |  |  | 0 | 0 | 0 | 0 | 0 | 0 | 0 | 0 | 0 | 0 | 0 | 0 | 0 | 1 | 0 | 0 | 0 | 0 | 0 | 0 | 0 | 0 | 1 | 0 | 0 | 1 | 0 | 0 | 1 | 0 | 1 | 1 | 0 | 1 | 0 | 1 | 0 | 0 | 1 | 0 | 0 | 1 | 0 | 1 | 0 | 0 | 1 | 0 |  |  | 11 | FALSE
| Phenology Camera | Subsystem, Above Canopy Phenological Camera, Tower | 3 | CD01610000 | 47 | [6 empty] | 1 | 1 | 1 | 1 | 1 | 1 | 1 | 1 | 1 | 1 | 1 | 1 | 1 | 1 | 1 | 1 | 1 | 1 | 1 | 1 | 1 | 1 | 1 | 1 | 1 | 1 | 1 | 1 | 1 | 1 | 1 | 1 | 1 | 1 | 1 | 1 | 1 | 1 | 1 | 1 | 1 | 1 | 1 | 1 | 1 | 1 | 1 | 1 | If weight is a concern, we can reduce 2 to 1 |  | 59 | FALSE
| Snow Depth Camera | Subsystem, Understory / Snow Pack Phenological Camera, w/ Staff Gauge, Tower | 3 | CD01620000 | 46 | [6 empty] | 1 | 1 | 1 | 1 | 1 | 1 | 1 | 1 | 1 | 1 | 1 | 1 | 1 | 1 | 1 | 1 | 1 | 1 | 1 | 1 | 1 | 1 | 1 | 1 | 1 | 1 | 1 | 1 | 1 | 1 | 1 | 1 | 1 | 1 | 1 | 1 | 0 | 1 | 1 | 1 | 1 | 1 | 1 | 1 | 1 | 1 | 1 | 1 | If weight is a concern, we can reduce 2 to 1 |  | 59 | FALSE
|  | Subsystem, Understory / Snow Pack Phenological Camera, w/ Staff Gauge, Tower, Wind River | 4 | CD01620010 | 1 | [6 empty] | 0 | 0 | 0 | 0 | 0 | 0 | 0 | 0 | 0 | 0 | 0 | 0 | 0 | 0 | 0 | 0 | 0 | 0 | 0 | 0 | 0 | 0 | 0 | 0 | 0 | 0 | 0 | 0 | 0 | 0 | 0 | 0 | 0 | 0 | 0 | 0 | 1 | 0 | 0 | 0 | 0 | 0 | 0 | 0 | 0 | 0 | 0 | 0 |  |  | 1 | TRUE
| Particulate Analyzer - Mass | Subsystem, Particulate Mass Analyzer | 3 | CD06940000 | 6 | [6 empty] | 0 | 0 | 0 | 0 | 0 | 0 | 0 | 0 | 0 | 0 | 0 | 0 | 0 | 0 | 0 | 0 | 0 | 0 | 0 | 0 | 0 | 0 | 0 | 0 | 0 | 1 | 1 | 1 | 0 | 0 | 0 | 1 | 1 | 0 | 0 | 1 | 0 | 0 | 0 | 0 | 0 | 0 | 0 | 0 | 0 | 0 | 0 | 1 |  |  | 9 | FALSE
| Particulate Analyzer - Size | Subsystem, Particulate Size Analyzer | 3 | CD07020000 | 6 |  |  | 1 |  |  |  | 0 | 0 | 0 | 0 | 0 | 0 | 0 | 0 | 0 | 0 | 0 | 0 | 0 | 0 | 0 | 0 | 0 | 0 | 0 | 0 | 0 | 0 | 0 | 0 | 0 | 1 | 1 | 1 | 0 | 0 | 0 | 1 | 1 | 0 | 0 | 1 | 0 | 0 | 0 | 0 | 0 | 0 | 0 | 0 | 0 | 0 | 0 | 1 |  |  | 9 | FALSE
| Eddy Covariance Turbulent Exchange, Tower | Subsystem, Eddy Covariance Turbulent Exchange, 3D Wind and AMRS, Non-Heated | 3 | CD07930000 | 47 |  | 1 |  |  |  |  | 1 | 1 | 1 | 1 | 1 | 1 | 1 | 1 | 1 | 1 | 1 | 1 | 1 | 1 | 1 | 1 | 1 | 1 | 1 | 1 | 1 | 1 | 1 | 1 | 1 | 1 | 1 | 1 | 1 | 1 | 1 | 1 | 1 | 1 | 1 | 1 | 1 | 1 | 1 | 1 | 1 | 1 | 1 | 1 | 1 | 1 | 1 | 1 | MDP version? |  | 15 | FALSE
|  | Subsystem, Eddy Covariance Turbulent Exchange, IRGA, Standard Right Side Mount | 3 | CD07950000 | 25 |  |  |  |  | 2 |  | 1 | 1 | 1 | 1 | 1 | 0 | 0 | 0 | 0 | 0 | 1 | 1 | 1 | 1 | 1 | 1 | 0 | 0 | 0 | 1 | 0 | 1 | 1 | 1 | 1 | 1 | 1 | 1 | 1 | 0 | 1 | 0 | 0 | 0 | 1 | 1 | 1 | 0 | 0 | 0 | 1 | 0 | 0 | 0 | 0 | 0 | 0 | 1 | MDP version? |  | 20 | FALSE
|  | Subsystem, Eddy Covariance Turbulent Exchange, IRGA, Standard Left Side Mount | 3 | CD07950001 | 16 |  |  |  |  | 2 |  | 0 | 0 | 0 | 0 | 0 | 1 | 1 | 1 | 1 | 1 | 0 | 0 | 0 | 0 | 0 | 0 | 1 | 1 | 1 | 0 | 1 | 0 | 0 | 0 | 0 | 0 | 0 | 0 | 0 | 1 | 0 | 0 | 1 | 1 | 0 | 0 | 0 | 1 | 1 | 1 | 0 | 0 | 0 | 0 | 0 | 0 | 1 | 0 |  |  | 26 | FALSE
|  | Subsystem, Eddy Covariance Turbulent Exchange, IRGA, Extreme, Right Side Mount | 4 | CD07950010 | 2 |  |  |  |  | 2 |  | 0 | 0 | 0 | 0 | 0 | 0 | 0 | 0 | 0 | 0 | 0 | 0 | 0 | 0 | 0 | 0 | 0 | 0 | 0 | 0 | 0 | 0 | 0 | 0 | 0 | 0 | 0 | 0 | 0 | 0 | 0 | 1 | 0 | 0 | 0 | 0 | 0 | 0 | 0 | 0 | 0 | 1 | 0 | 0 | 0 | 0 | 0 | 0
|  | Subsystem, Eddy Covariance Turbulent Exchange, IRGA, Extreme, Left Side Mount | 4 | CD07950011 | 4 |  |  |  |  | 2 |  | 0 | 0 | 0 | 0 | 0 | 0 | 0 | 0 | 0 | 0 | 0 | 0 | 0 | 0 | 0 | 0 | 0 | 0 | 0 | 0 | 0 | 0 | 0 | 0 | 0 | 0 | 0 | 0 | 0 | 0 | 0 | 0 | 0 | 0 | 0 | 0 | 0 | 0 | 0 | 0 | 0 | 0 | 1 | 1 | 1 | 1 | 0 | 0
|  | Clamp, Cushioned Tubed , 0.25 (4/16) inch tube diameter, strut mount | 4 | 0347450004 | 1615 | [6 empty] | 55 | 50 | 75 | 90 | 10 | 50 | 10 | 60 | 30 | 10 | 55 | 30 | 50 | 10 | 50 | 10 | 55 | 40 | 65 | 50 | 60 | 65 | 10 | 10 | 10 | 10 | 10 | 35 | 30 | 10 | 30 | 10 | 10 | 10 | 10 | 10 | 60 | 25 | 55 | 75 | 85 | 10 | 10 | 25 | 30 | 10 | 45 | 10
| Eddy Covariance Storage Exchange, Tower | Subsystem, Eddy Covariance Storage Exchange, Tower Boom Air Inlet, ML1 arbor, No42 | 3 | CD07390042 | 11 | [6 empty] | 0 | 0 | 0 | 0 | 0 | 1 | 1 | 1 | 1 | 1 | 0 | 0 | 0 | 0 | 0 | 0 | 0 | 0 | 0 | 1 | 1 | 1 | 0 | 0 | 0 | 0 | 0 | 0 | 0 | 0 | 0 | 0 | 0 | 1 | 1 | 0 | 0 | 0 | 0 | 0 | 0 | 0 | 0 | 0 | 0 | 0 | 1 | 0 | Same as TIS |  | 15 | FALSE
|  | Subsystem, Eddy Covariance Storage Exchange, Tower Boom Air Inlet, ML1 arbor, Heated, No42 | 4 | CD07390142 | 11 | [6 empty] | 1 | 0 | 1 | 1 | 0 | 0 | 0 | 0 | 0 | 0 | 1 | 0 | 0 | 0 | 0 | 0 | 1 | 1 | 1 | 0 | 0 | 0 | 0 | 0 | 0 | 0 | 0 | 1 | 0 | 0 | 0 | 0 | 0 | 0 | 0 | 0 | 1 | 1 | 0 | 1 | 0 | 0 | 0 | 0 | 0 | 0 | 0 | 0 |  |  | 45 | FALSE
|  | Subsystem, Eddy Covariance Storage Exchange, Tower Boom Air Inlet, ML1 arbor, Heated, Shared Power, No42 | 4 | CD07390242 | 25 | [6 empty] | 0 | 1 | 0 | 0 | 1 | 0 | 0 | 0 | 0 | 0 | 0 | 1 | 1 | 1 | 1 | 1 | 0 | 0 | 0 | 0 | 0 | 0 | 1 | 1 | 1 | 1 | 1 | 0 | 1 | 1 | 1 | 1 | 1 | 0 | 0 | 1 | 0 | 0 | 1 | 0 | 1 | 1 | 1 | 1 | 1 | 1 | 0 | 1
|  | Subsystem, Eddy Covariance Storage Exchange, Tower Boom Air Inlet, Profile Boom, No42 | 3 | CD07440042 | 34 | [6 empty] | 0 | 0 | 0 | 0 | 0 | 4 | 2 | 4 | 3 | 2 | 0 | 0 | 0 | 0 | 0 | 0 | 0 | 0 | 0 | 3 | 4 | 4 | 0 | 0 | 0 | 0 | 0 | 0 | 0 | 0 | 0 | 0 | 0 | 2 | 2 | 0 | 0 | 0 | 0 | 0 | 0 | 0 | 0 | 0 | 0 | 0 | 4 | 0 | Same as TIS |  | 42 | FALSE
|  | Subsystem, Eddy Covariance Storage Exchange, Tower Boom Air Inlet, Profile Boom, Heated, No42 | 4 | CD07440142 | 112 | [6 empty] | 4 | 4 | 4 | 4 | 2 | 0 | 0 | 0 | 0 | 0 | 4 | 4 | 4 | 2 | 4 | 2 | 4 | 4 | 4 | 0 | 0 | 0 | 2 | 2 | 2 | 2 | 2 | 3 | 3 | 2 | 4 | 2 | 2 | 0 | 0 | 2 | 6 | 3 | 4 | 4 | 5 | 2 | 2 | 3 | 3 | 2 | 0 | 2 |  |  | 139 | FALSE
|  | Subsystem, Eddy Covariance Storage Exchange, Tower Boom Air Inlet, Tower Top, No42 | 3 | CD07450042 | 11 | [6 empty] | 0 | 0 | 0 | 0 | 0 | 1 | 1 | 1 | 1 | 1 | 0 | 0 | 0 | 0 | 0 | 0 | 0 | 0 | 0 | 1 | 1 | 1 | 0 | 0 | 0 | 0 | 0 | 0 | 0 | 0 | 0 | 0 | 0 | 1 | 1 | 0 | 0 | 0 | 0 | 0 | 0 | 0 | 0 | 0 | 0 | 0 | 1 | 0 | Same as TIS |  | 15 | FALSE
|  | Subsystem, Eddy Covariance Storage Exchange, Tower Boom Air Inlet, Tower Top, Heated, No42 | 4 | CD07450142 | 36 | [6 empty] | 1 | 1 | 1 | 1 | 1 | 0 | 0 | 0 | 0 | 0 | 1 | 1 | 1 | 1 | 1 | 1 | 1 | 1 | 1 | 0 | 0 | 0 | 1 | 1 | 1 | 1 | 1 | 1 | 1 | 1 | 1 | 1 | 1 | 0 | 0 | 1 | 1 | 1 | 1 | 1 | 1 | 1 | 1 | 1 | 1 | 1 | 0 | 1 |  |  | 45 | FALSE
|  | Assembly, Transducer Box Mount 2inch Rail | 3 | CD02050010 | 161 | [6 empty] | 5 | 5 | 5 | 3 | 3 | 5 | 3 | 4 | 4 | 3 | 5 | 2 | 5 | 3 | 5 | 3 | 5 | 5 | 5 | 4 | 5 | 2 | 3 | 3 | 3 | 3 | 3 | 1 | 4 | 3 | 2 | 1 | 3 | 3 | 3 | 3 | 0 | 2 | 5 | 4 | 3 | 3 | 2 | 3 | 4 | 3 | 5 | 3 | Ask about MDP method of mounting, needs to live near orifice |  | 193 | FALSE
|  | Assembly, Transducer Box Mount 2.5inch Rail | 3 | CD02050020 | 25 | [6 empty] | 0 | 0 | 0 | 2 | 0 | 0 | 0 | 1 | 0 | 0 | 0 | 3 | 0 | 0 | 0 | 0 | 0 | 0 | 0 | 0 | 0 | 3 | 0 | 0 | 0 | 0 | 0 | 3 | 0 | 0 | 3 | 2 | 0 | 0 | 0 | 0 | 0 | 2 | 0 | 1 | 3 | 0 | 1 | 1 | 0 | 0 | 0 | 0 | Ask about MDP method of mounting, needs to live near orifice |  | 32 | FALSE
|  | Assembly, Transducer Box Mount Top Rail | 3 | CD02050030 | 47 | [6 empty] | 1 | 1 | 1 | 1 | 1 | 1 | 1 | 1 | 1 | 1 | 1 | 1 | 1 | 1 | 1 | 1 | 1 | 1 | 1 | 1 | 1 | 1 | 1 | 1 | 1 | 1 | 1 | 1 | 1 | 1 | 1 | 1 | 1 | 1 | 1 | 1 | 1 | 1 | 1 | 1 | 1 | 1 | 1 | 1 | 1 | 1 | 1 | 1 | Ask about MDP method of mounting, needs to live near orifice |  | 59 | FALSE
|  | Assembly, Transducer Box Mount 2inch Rail, Wind River | 4 | CD02050040 | 7 | [6 empty] | 0 | 0 | 0 | 0 | 0 | 0 | 0 | 0 | 0 | 0 | 0 | 0 | 0 | 0 | 0 | 0 | 0 | 0 | 0 | 0 | 0 | 0 | 0 | 0 | 0 | 0 | 0 | 0 | 0 | 0 | 0 | 0 | 0 | 0 | 0 | 0 | 7 | 0 | 0 | 0 | 0 | 0 | 0 | 0 | 0 | 0 | 0 | 0 |  |  | 7 | TRUE
|  | Subsystem, Eddy Covariance Storage Exchange, Grape, Tower Standard Section | 3 | CD07430000 | 168 |  |  |  |  | 1 |  | 5 | 5 | 5 | 3 | 3 | 5 | 3 | 4 | 4 | 3 | 5 | 2 | 5 | 3 | 5 | 3 | 5 | 5 | 5 | 4 | 5 | 2 | 3 | 3 | 3 | 3 | 3 | 1 | 4 | 3 | 2 | 1 | 3 | 3 | 3 | 3 | 7 | 2 | 5 | 4 | 3 | 3 | 2 | 3 | 4 | 3 | 5 | 3 | Ask about MDP method of mounting. Does this need to be near transducer? |  | 193 | FALSE
|  | Subsystem, Eddy Covariance Storage Exchange, Grape, Tower Heavy/Extreme Section | 3 | CD07430010 | 25 |  |  |  |  | 1 |  | 0 | 0 | 0 | 2 | 0 | 0 | 0 | 1 | 0 | 0 | 0 | 3 | 0 | 0 | 0 | 0 | 0 | 0 | 0 | 0 | 0 | 3 | 0 | 0 | 0 | 0 | 0 | 3 | 0 | 0 | 3 | 2 | 0 | 0 | 0 | 0 | 0 | 2 | 0 | 1 | 3 | 0 | 1 | 1 | 0 | 0 | 0 | 0 | Ask about MDP method of mounting. Does this need to be near transducer? |  | 32 | FALSE
|  | Subsystem, Eddy Covariance Storage Exchange, Grape, Tower Top Section | 3 | CD07430020 | 47 |  |  |  |  | 1 |  | 1 | 1 | 1 | 1 | 1 | 1 | 1 | 1 | 1 | 1 | 1 | 1 | 1 | 1 | 1 | 1 | 1 | 1 | 1 | 1 | 1 | 1 | 1 | 1 | 1 | 1 | 1 | 1 | 1 | 1 | 1 | 1 | 1 | 1 | 1 | 1 | 1 | 1 | 1 | 1 | 1 | 1 | 1 | 1 | 1 | 1 | 1 | 1 | Ask about MDP method of mounting. Does this need to be near transducer? |  | 59 | FALSE
|  | Assembly, Kit, Rail Mount, 2.5 inch, Tower Heavy/Extreme section | 3 | CD09080020 | 26 | [6 empty] | 0 | 0 | 0 | 2 | 0 | 0 | 0 | 2 | 0 | 0 | 0 | 2 | 0 | 0 | 0 | 0 | 0 | 0 | 0 | 0 | 0 | 0 | 0 | 0 | 0 | 0 | 0 | 2 | 0 | 0 | 4 | 0 | 0 | 0 | 0 | 0 | 0 | 4 | 0 | 2 | 0 | 0 | 4 | 4 | 0 | 0 | 0 | 0 |  | 240 | 28 | FALSE
|  | Assembly, Kit Tower Base Gas Box | 3 | CD07340000 | 47 | [6 empty] | 1 | 1 | 1 | 1 | 1 | 1 | 1 | 1 | 1 | 1 | 1 | 1 | 1 | 1 | 1 | 1 | 1 | 1 | 1 | 1 | 1 | 1 | 1 | 1 | 1 | 1 | 1 | 1 | 1 | 1 | 1 | 1 | 1 | 1 | 1 | 1 | 1 | 1 | 1 | 1 | 1 | 1 | 1 | 1 | 1 | 1 | 1 | 1 |  | 1440 | 59 | FALSE
|  | Cushioned tubed clamp, 0.5 (8/16) inch tube diameter, 0.75 (12/16) inch clamp size | 4 | 0347450008 | 1615 | [6 empty] | 55 | 50 | 75 | 90 | 10 | 50 | 10 | 60 | 30 | 10 | 55 | 30 | 50 | 10 | 50 | 10 | 55 | 40 | 65 | 50 | 60 | 65 | 10 | 10 | 10 | 10 | 10 | 35 | 30 | 10 | 30 | 10 | 10 | 10 | 10 | 10 | 60 | 25 | 55 | 75 | 85 | 10 | 10 | 25 | 30 | 10 | 45 | 10 |  |  | 3790 | FALSE
|  | Tubing, FEP .500 OD X .375 ID X .062 wall, 500' spool | 3 | 0335540000 | 144 | [6 empty] | 4 | 4 | 4 | 4 | 2 | 4 | 2 | 4 | 3 | 2 | 4 | 3 | 4 | 2 | 4 | 2 | 4 | 4 | 4 | 3 | 4 | 4 | 2 | 2 | 2 | 2 | 2 | 3 | 3 | 2 | 3 | 2 | 2 | 2 | 2 | 2 | 6 | 3 | 4 | 4 | 5 | 2 | 2 | 3 | 3 | 2 | 4 | 0 |  |  | 162 | FALSE
| Wet Deposition | Subsystem, Wet Deposition Collector, Tower | 3 | CD06920000 | 37 |  |  | 1 |  |  |  | 1 | 1 | 1 | 1 | 1 | 1 | 0 | 1 | 1 | 0 | 1 | 1 | 0 | 1 | 1 | 0 | 1 | 1 | 1 | 1 | 1 | 1 | 1 | 0 | 1 | 1 | 1 | 1 | 1 | 1 | 1 | 1 | 1 | 1 | 0 | 1 | 1 | 0 | 1 | 0 | 0 | 1 | 1 | 1 | 0 | 1 | 1 | 1 | If relo site neds this, use AIS version (CRE) |  | 40 | FALSE
Sensor Systems - Soil | Soil - Radiation Quantum Line Sensor | Subsystem, Soil Radiation Quantum Line Sensor | 2 | CF05840000 | 141 |  | 1 |  |  |  |  | 3 | 3 | 3 | 3 | 3 | 3 | 3 | 3 | 3 | 3 | 3 | 3 | 3 | 3 | 3 | 3 | 3 | 3 | 3 | 3 | 3 | 3 | 3 | 3 | 3 | 3 | 3 | 3 | 3 | 3 | 3 | 3 | 3 | 3 | 3 | 3 | 3 | 3 | 3 | 3 | 3 | 3 | 3 | 3 | 3 | 3 | 3 | 3 | same sensor, but might need new mount |  | 180 | FALSE
| Soil Radiation LW IR (Reflected) | Subsystem, Soil Radiation LW IR | 2 | CF05930000 | 47 | [6 empty] | 1 | 1 | 1 | 1 | 1 | 1 | 1 | 1 | 1 | 1 | 1 | 1 | 1 | 1 | 1 | 1 | 1 | 1 | 1 | 1 | 1 | 1 | 1 | 1 | 1 | 1 | 1 | 1 | 1 | 1 | 1 | 1 | 1 | 1 | 1 | 1 | 1 | 1 | 1 | 1 | 1 | 1 | 1 | 1 | 1 | 1 | 1 | 1 | same sensor, but might need new mount |  | 60 | FALSE
| Soil Radiation IR Broadband - Biological Temperature | Subsystem, Soil Radiation IR Broadband | 2 | CF05940000 | 47 | [6 empty] | 1 | 1 | 1 | 1 | 1 | 1 | 1 | 1 | 1 | 1 | 1 | 1 | 1 | 1 | 1 | 1 | 1 | 1 | 1 | 1 | 1 | 1 | 1 | 1 | 1 | 1 | 1 | 1 | 1 | 1 | 1 | 1 | 1 | 1 | 1 | 1 | 1 | 1 | 1 | 1 | 1 | 1 | 1 | 1 | 1 | 1 | 1 | 1 | same sensor, but might need new mount |  | 60 | FALSE
| Soil Humidity Sensor | Subsystem, Soil Humidity Sensor | 2 | CF05850000 | 47 |  |  | 1 |  |  |  | 1 | 1 | 1 | 1 | 1 | 1 | 1 | 1 | 1 | 1 | 1 | 1 | 1 | 1 | 1 | 1 | 1 | 1 | 1 | 1 | 1 | 1 | 1 | 1 | 1 | 1 | 1 | 1 | 1 | 1 | 1 | 1 | 1 | 1 | 1 | 1 | 1 | 1 | 1 | 1 | 1 | 1 | 1 | 1 | 1 | 1 | 1 | 1 | same sensor, but might need new mount |  | 60 | FALSE
| Soil - Heat Flux | Subsystem, Heat Flux, Soil 30 Foot | 3 | CF07380000 | 141 |  | 1 |  |  |  |  | 3 | 3 | 3 | 3 | 3 | 3 | 3 | 3 | 3 | 3 | 3 | 3 | 3 | 3 | 3 | 3 | 3 | 3 | 3 | 3 | 3 | 3 | 3 | 3 | 3 | 3 | 3 | 3 | 3 | 3 | 3 | 3 | 3 | 3 | 3 | 3 | 3 | 3 | 3 | 3 | 3 | 3 | 3 | 3 | 3 | 3 | 3 | 3 | No change for D20 |  | 180 | FALSE
| Soil Water Content Profile | Subsystem, Water Content Profile, Soil 2 Meter | 3 | CF07350000 | 210 |  | 1 |  |  |  |  | 5 | 5 | 5 | 5 | 5 | 5 | 5 | 5 | 5 | 5 | 5 | 5 | 5 | 5 | 5 | 5 | 5 | 5 | 5 | 5 | 5 | 5 | 5 | 5 | 5 | 5 | 5 | 5 | 5 | 5 | 5 | 5 | 5 | 5 | 5 | 5 | 5 | 5 | 5 | 5 | 5 | 0 | 0 | 0 | 0 | 0 | 5 | 5 |  |  | 300 | FALSE
|  | Subsystem, Water Content Profile, Soil 3 Meter | 3 | CF07360000 | 25 | [6 empty] | 0 | 0 | 0 | 0 | 0 | 0 | 0 | 0 | 0 | 0 | 0 | 0 | 0 | 0 | 0 | 0 | 0 | 0 | 0 | 0 | 0 | 0 | 0 | 0 | 0 | 0 | 0 | 0 | 0 | 0 | 0 | 0 | 0 | 0 | 0 | 0 | 0 | 0 | 0 | 0 | 0 | 5 | 5 | 5 | 5 | 5 | 0 | 0
| Soil Temperature Profile | Subsystem, Temperature Profile, Soil, 2m | 3 | CF06790000 | 210 |  |  | 2 |  |  |  | 5 | 5 | 5 | 5 | 5 | 5 | 5 | 5 | 5 | 5 | 5 | 5 | 5 | 5 | 5 | 5 | 5 | 5 | 5 | 5 | 5 | 5 | 5 | 5 | 5 | 5 | 5 | 5 | 5 | 5 | 5 | 5 | 5 | 5 | 5 | 5 | 5 | 5 | 5 | 5 | 5 | 0 | 0 | 0 | 0 | 0 | 5 | 5 |  |  | 300 | FALSE
|  | Subsystem, Temperature Profile, Soil, 3m | 3 | CF06810000 | 25 | [6 empty] | 0 | 0 | 0 | 0 | 0 | 0 | 0 | 0 | 0 | 0 | 0 | 0 | 0 | 0 | 0 | 0 | 0 | 0 | 0 | 0 | 0 | 0 | 0 | 0 | 0 | 0 | 0 | 0 | 0 | 0 | 0 | 0 | 0 | 0 | 0 | 0 | 0 | 0 | 0 | 0 | 0 | 5 | 5 | 5 | 5 | 5 | 0 | 0
| Soil Throughfall | Subsystem, Throughfall Precipitation, Soil | 3 | CF06900000 | 156 |  | 1 |  |  |  |  | 5 | 4 | 5 | 4 | 4 | 5 | 4 | 5 | 5 | 0 | 5 | 4 | 4 | 5 | 4 | 4 | 5 | 4 | 4 | 5 | 4 | 4 | 0 | 0 | 0 | 0 | 4 | 4 | 5 | 0 | 5 | 0 | 0 | 5 | 4 | 0 | 5 | 4 | 5 | 4 | 4 | 0 | 0 | 5 | 4 | 0 | 5 | 0 |  |  | 260 | FALSE
| Soil CO2 | Subsystem, CO2, Soil - Depth 2-51 cm | 3 | CF08000000 | 705 | [6 empty] | 15 | 15 | 15 | 15 | 15 | 15 | 15 | 15 | 15 | 15 | 15 | 15 | 15 | 15 | 15 | 15 | 15 | 15 | 15 | 15 | 15 | 15 | 15 | 15 | 15 | 15 | 15 | 15 | 15 | 15 | 15 | 15 | 15 | 15 | 15 | 15 | 15 | 15 | 15 | 15 | 15 | 15 | 15 | 15 | 15 | 15 | 15 | 15 | If standardization is preferred, then use Licor. Licor draws 36W. |  | 900 | FALSE
Sensor Systems - Field | Primary Precipitation | Subsystem, Primary Precipitation, Field, TIS Hut-Supported, Non-Heated | 3 | CG07180000 | 5 |  | 1 |  |  |  |  | 0 | 0 | 0 | 0 | 0 | 1 | 0 | 0 | 1 | 0 | 0 | 0 | 0 | 0 | 0 | 0 | 0 | 0 | 0 | 1 | 0 | 0 | 0 | 0 | 0 | 0 | 0 | 0 | 0 | 0 | 0 | 0 | 0 | 1 | 0 | 0 | 0 | 0 | 0 | 0 | 0 | 0 | 0 | 0 | 0 | 0 | 1 | 0 |  |  | 5 | TRUE
|  | Subsystem, Primary Precipitation, Field, TIS Hut-Supported, Heated | 3 | CG07180010 | 15 |  | 1 |  |  |  |  | 1 | 0 | 1 | 0 | 0 | 0 | 0 | 0 | 0 | 0 | 1 | 0 | 0 | 1 | 0 | 0 | 1 | 0 | 0 | 0 | 0 | 0 | 1 | 0 | 0 | 1 | 0 | 0 | 1 | 0 | 1 | 1 | 0 | 0 | 0 | 1 | 1 | 0 | 1 | 0 | 0 | 1 | 0 | 1 | 0 | 0 | 0 | 1 |  |  | 15 | TRUE
Sensor Systems - Hut | Eddy Covariance Storage Exchange, Hut | Subsystem, Eddy Covariance Storage Exchange, Hut, CO2 Analysis and Common Components | 3 | CE07440000 | 26 |  |  | 1 |  | 5 |  | 0 | 1 | 0 | 1 | 1 | 0 | 1 | 1 | 0 | 1 | 0 | 1 | 1 | 0 | 1 | 1 | 0 | 1 | 1 | 0 | 1 | 1 | 0 | 1 | 1 | 0 | 1 | 1 | 0 | 1 | 0 | 0 | 1 | 0 | 1 | 0 | 0 | 1 | 0 | 1 | 1 | 0 | 0 | 0 | 1 | 1 | 0 | 0 |  |  | 39 | FALSE
|  | Subsystem, Eddy Covariance Storage Exchange, Hut, CO2 / H2O Analysis and Common Components | 3 | CE07450000 | 21 |  |  |  |  | 1 |  | 1 | 0 | 1 | 0 | 0 | 1 | 0 | 0 | 1 | 0 | 1 | 0 | 0 | 1 | 0 | 0 | 1 | 0 | 0 | 1 | 0 | 0 | 1 | 0 | 0 | 1 | 0 | 0 | 1 | 0 | 1 | 1 | 0 | 1 | 0 | 1 | 1 | 0 | 1 | 0 | 0 | 1 | 1 | 1 | 0 | 0 | 1 | 1 |  |  | 21 | TRUE
|  | Subsystem, Eddy Covariance Storage Exchange, Hut, Dehumidifer | 4 | CE07410000 | 9 | [6 empty] | 1 | 0 | 1 | 0 | 0 | 1 | 0 | 0 | 1 | 0 | 1 | 0 | 0 | 1 | 0 | 0 | 0 | 0 | 0 | 1 | 0 | 0 | 0 | 0 | 0 | 0 | 0 | 0 | 1 | 0 | 0 | 0 | 0 | 0 | 0 | 0 | 0 | 0 | 0 | 0 | 0 | 0 | 0 | 0 | 0 | 0 | 1 | 1 |  |  | 9 | TRUE
|  | Subsystem, Eddy Covariance Storage Exchange, Hut, Measurement Level, CO2 and Pumps, Standard Altitude, 12-8 MFM connector | 3 | CE07430000 | 124 | [6 empty] | 3 | 3 | 3 | 3 | 2 | 3 | 2 | 3 | 3 | 2 | 3 | 3 | 3 | 2 | 3 | 2 | 3 | 3 | 3 | 3 | 3 | 3 | 2 | 2 | 2 | 2 | 2 | 3 | 3 | 2 | 3 | 2 | 2 | 2 | 2 | 2 | 4 | 3 | 3 | 3 | 4 | 2 | 2 | 3 | 3 | 2 | 3 | 2 |  |  | 156 | FALSE
|  | Subsystem, Eddy Covariance Storage Exchange, Hut, Measurement Level, CO2 and Pumps, Standard Altitude, 12-10 MFM connector | 4 | CE07430010 | 116 | [6 empty] | 3 | 3 | 3 | 3 | 2 | 3 | 2 | 3 | 2 | 2 | 3 | 3 | 3 | 2 | 3 | 2 | 3 | 3 | 3 | 2 | 3 | 3 | 2 | 2 | 2 | 2 | 2 | 2 | 2 | 2 | 3 | 2 | 2 | 2 | 2 | 2 | 4 | 2 | 3 | 3 | 3 | 2 | 2 | 2 | 2 | 2 | 3 | 2 |  |  | 145 | FALSE
|  | Subsystem, Eddy Covariance Storage Exchange, Hut, Power Supply, Pumps | 3 | CE07470000 | 115 | [6 empty] | 3 | 3 | 3 | 3 | 2 | 3 | 2 | 3 | 2 | 2 | 3 | 3 | 3 | 2 | 3 | 2 | 3 | 3 | 3 | 2 | 3 | 3 | 2 | 2 | 2 | 2 | 2 | 2 | 2 | 2 | 3 | 2 | 2 | 2 | 2 | 2 | 3 | 2 | 3 | 3 | 3 | 2 | 2 | 2 | 2 | 2 | 3 | 2 |  |  | 145 | FALSE
|  | Subsystem, Eddy Covariance Storage Exchange, Hut, Grape, Additional MLs | 3 | CE07480000 | 2 |  |  |  |  | 1 |  | 0 | 0 | 0 | 0 | 0 | 0 | 0 | 0 | 0 | 0 | 0 | 0 | 0 | 0 | 0 | 0 | 0 | 0 | 0 | 0 | 0 | 0 | 0 | 0 | 0 | 0 | 0 | 0 | 0 | 0 | 0 | 0 | 0 | 0 | 0 | 0 | 1 | 0 | 0 | 0 | 1 | 0 | 0 | 0 | 0 | 0 | 0 | 0 |  |  | 2 | TRUE
| Eddy Covariance Turbulent Exchange, Hut | Tubing, FEP, .250 OD X .188 ID X .031 wall, 500' spool | 3 | 0345650000 | 142 | [6 empty] | 4 | 4 | 4 | 5 | 2 | 4 | 2 | 4 | 3 | 2 | 4 | 3 | 4 | 2 | 4 | 2 | 4 | 3 | 4 | 4 | 4 | 4 | 2 | 2 | 2 | 2 | 2 | 3 | 3 | 2 | 3 | 2 | 2 | 2 | 2 | 2 | 5 | 3 | 4 | 4 | 4 | 2 | 2 | 3 | 3 | 2 | 3 | 2 |  |  | 170 | FALSE
|  | Subsystem, Eddy Covariance Turbulent Exchange, Hut, Flow Control | 3 | CD07980000 | 47 |  |  |  |  | 3 |  | 1 | 1 | 1 | 1 | 1 | 1 | 1 | 1 | 1 | 1 | 1 | 1 | 1 | 1 | 1 | 1 | 1 | 1 | 1 | 1 | 1 | 1 | 1 | 1 | 1 | 1 | 1 | 1 | 1 | 1 | 1 | 1 | 1 | 1 | 1 | 1 | 1 | 1 | 1 | 1 | 1 | 1 | 1 | 1 | 1 | 1 | 1 | 1 |  |  | 60 | FALSE
Not Sourced by Production (Sourced by I&V, IT, etc.)
Design not Released through FPDR yet (IPT Process is incomplete)
Design Released through FPDR but not in Agile (ENG/I&V to Release ECOs)
Soft Site - unknown configuration (Permitting work remaining)
Best Guess, but some uncertainty (FIU needs to clarify)
Released Design and Firm Site, but unknown Site Config (FIU needs to specify)
N/A for this Site
Note on AF4: Asa Akers: Tower dwg shows ML above
Note on AH4: Asa Akers: Tower dwg shows ML above
Note on N5: Asa Akers: A "ML above Base" was installed per the dwg to provide and extra Comm box. Demand stills hows what should have been based on actual need
Note on Y5: Asa Akers: Tower dwg shows ML above
Note on AA5: Asa Akers: Tower dwg shows ML above
Note on O7: Asa Akers: ML above may need to become PT above and Comm box demand increased
Note on AC7: Asa Akers: ML above may need to become PT above and Comm box demand increased
Note on U8: Asa Akers: 100% had shown 3 MLs - redlined version w/ comments shows thie top on crossed out and only 2.
Note on X8: Asa Akers: Hongyan's CRE proposal not reflected here
Note on O9: Asa Akers: If Base becomes PT above, this will increase to 4.
Note on Y9: Asa Akers: Tower dwg has 4 ML and 4 PT
Note on AC9: Asa Akers: If Base becomes PT above, this will increase to 4.
Note on AX10: Asa Akers: Revised 90% dwgs show PDS ML that works with Hongyan's new request ans with ML2 getting pushed up to section 2
Note on C39: Asa Akers: Used as both Tower Short Arbor and as Soil Plot 3 Boom arbor. Demand is: 1 for all sites (soil Plot 3) +1 if Site is Split boom
Note on BG87: Asa Akers: CRE needed for this sensor?
Note on C98: Asa Akers: "above canopy" phenological camera
Note on C99: Asa Akers: understory / ground-based pheneological and/or snow pack phenological camera(s)
Note on C100: Asa Akers: understory / ground-based pheneological and/or snow pack phenological camera(s)
Note on AN109: Asa Akers: Will need to change orifice size due to high altitude?
Note on AQ109: Asa Akers: Will need to change orifice size due to high altitude?
Note on AR109: Asa Akers: Will need to change orifice size due to high altitude?
Note on BA109: Asa Akers: Will need to change orifice size due to high altitude?
Note on AN110: Asa Akers: Will need to change orifice size due to high altitude?
Note on AQ110: Asa Akers: Will need to change orifice size due to high altitude?
Note on AR110: Asa Akers: Will need to change orifice size due to high altitude?
Note on BA110: Asa Akers: Will need to change orifice size due to high altitude?
Note on AN112: Asa Akers: Will need to change orifice size due to high altitude?
Note on AQ112: Asa Akers: Will need to change orifice size due to high altitude?
Note on AR112: Asa Akers: Will need to change orifice size due to high altitude?
Note on BA112: Asa Akers: Will need to change orifice size due to high altitude?
Note on AN113: Asa Akers: Will need to change orifice size due to high altitude?
Note on AQ113: Asa Akers: Will need to change orifice size due to high altitude?
Note on AR113: Asa Akers: Will need to change orifice size due to high altitude?
Note on BA113: Asa Akers: Will need to change orifice size due to high altitude?
Note on AN114: Asa Akers: Will need to change orifice size due to high altitude?
Note on AQ114: Asa Akers: Will need to change orifice size due to high altitude?
Note on AR114: Asa Akers: Will need to change orifice size due to high altitude?
Note on BA114: Asa Akers: Will need to change orifice size due to high altitude?
Note on AN115: Asa Akers: Will need to change orifice size due to high altitude?
Note on AQ115: Asa Akers: Will need to change orifice size due to high altitude?
Note on AR115: Asa Akers: Will need to change orifice size due to high altitude?
Note on BA115: Asa Akers: Will need to change orifice size due to high altitude?
Note on C116: Asa Akers: standard section
Note on C117: Asa Akers: Heavy/Extreme section
Note on C118: Asa Akers: Tower Top section
Note on C119: Asa Akers: standard section
Note on AW120: Stephen Craft: Same mount, but will attach to unistrut instead of railing.
Note on C123: Asa Akers: Comes with 2 Heavy/Extreme and 3 Standard rail clamps in case we need to move a boom (and therefore transducer/grapes). Only called for on towers that have Extreme or heavy sections
Note on E123: Asa Akers: Communicate to I&V how the cusp logic works
Note on AW124: Stephen Craft: Attaches to PDS ladder, not to tower itself.
Note on C126: Asa Akers: Demand is based of # spools calculated by Integration calculator tool (Joe Webster)
Note on BG127: Asa Akers: Chiller not expected to be on frequently
Note on AM135: Asa Akers: =IF( VLOOKUP(E$2,'TIS Site Config'!$A$2:$AQ$63,26,FALSE)="Yes", 45, IF( VLOOKUP(E$2,'TIS Site Config'!$A$2:$AQ$63,5,FALSE)="Core", 40,35))
Note on BG137: Asa Akers: existing design but with new mounting
Note on BG138: Asa Akers: GMP343 "might" work (modified mounting) - Licor will certainly work
Note on C141: Asa Akers: Includes: - CO2 analysis equipment and rack **Change for Delta - Bulkhead plate (separating Hut gas room and hut main room) ***No change for Delta - Grape plate + 2 catawba grapes ***Change for Delta - PDU for pumps - Gas cylinder rack (but not cylinders) - Validation plate - Tubing/hardware to allow capabiltiy of H2O for any # ML regardless of site config - Validation gauges / tubing / manifolds from validation cylinders to validation plate ***FUTURE REV of BOM - Delta Profile (x1 24V grape? (PRT) and x3 catawba)*** Need to add in IRGA/shelf, IRGA pump, pump fittings, cables, etc. Need to add in CD00830010 into CD07420100 and take out of CE07450000
Note on C142: Asa Akers: Includes CE07440000 and H2O analysis hardware and H2O zero air grape
Note on C144: Asa Akers: Red in pic - includes pumps (Std Alt), flow device, tubing, fittings
Note on C145: Asa Akers: Red in pic - includes pumps (High Alt), flow device, tubing, fittings
Note on C146: Asa Akers: Always 1 pump for Licor + 1 pump per 3 ML
Note on C147: Asa Akers: Includes screws and washers and ethernet cables for grapes. Always 5 grapes with new Delta design for sites up to and including 6 MLs +1 Grape for sites with 7+ MLs (Old logic had been "Demand for sites with ML 5+ Max(0, roundup[(ML-4)/2]")

## Change log
Revision | Date of Change | Description of Change
A | 2015-03-24 | Initial Release
B | 2015-06-09 | Correction of PNs for some Soil Temperature Profile assemblies
C | 2015-07-10 | EC-SE subsystem CD07920000 obsoleted and removed (3-axis Accel) since it's included in 3D Wind CD0793xxxx now
| 2015-07-10 | Subsystems CD0793xxxx all versions renamed to include AMRS
| 2015-07-13 | Site D11 WICH set to 26ft, self-supporting tower. Tower PDS, booms and sensor demand updated
| 2015-07-17 | AQMS renamed to BGMS, demand created for 15 sites per Trade Study dated 7/15/15
| 2015-07-20 | Soft Site logic fixed for EC-SE subsystems CD07440042 and CD07440142 - demand updated for 3 soft sites (D04, D14, D15)
| 2015-08-10 | Deleted EC-SE High Altitude subsystems CE07430100 and CD07430110 due to obsolesence with final design.
| 2015-08-10 | Reordered Sites in "TIS Site Demand" Sheet to match other sheets
| 2015-08-11 | Set D20 OLAA Tower height to 70ft, Self Supporting
| 2015-08-11 | Added D12 YELL Tower Top config from Hongyan's Prelim data
| 2015-08-12 | Correction of D19 Healy Soil Temperature Profile Pipe subsystem PN from CF00611904 to CF00611907.
| 2015-08-14 | Reduced Subsystem 0347450008 from Qty 10/site to 5/site (EC-SE clamps) - JIRA NEON-138
| 2015-08-14 | Added Subsystem 0347450004 at Qty 5/site for EC-TE clamps - JIRA NEON-138
| 2015-08-14 | Update site names to align with Permitting changes in NEON.DOC.002649 - "BASC" is now "BARR"
| 2015-09-01 | Added CD07390242 (EC-SE Heated Inlet ML1 Shared Power) subsystem and logic. This pulls from CD07390142 demand
| 2015-09-02 | Removed Subsystem CD05820010 Extreme Heated Spectral Photometer from demand as this IPT will not exist per Laura Newton. All demand from this line is pooled into CD05820000
| 2015-09-11 | Removed EC-TE IRGA Extreme subsystem Right CD07950010 from demand as this IPT will not exist. All demand from this line is now pooled into CD07950000.
| 2015-09-11 | Removed EC-TE IRGA Extreme subsystem Left CD07950011 from demand as this IPT will not exist. All demand from this line is now pooled into CD07950001.
| 2015-09-16 | Added LHDD ML location for Baro, Snow Camera and Pheno Camera on "Tower Configuration" tab, columns DZ thorugh EU.
| 2015-09-16 | Fixed cell color formatting issue for Extreme sites and subsystems that no longer have extreme versions (CD05820000, CD07950000, CD07950001)
| 2015-09-24 | Set HQ Tower domain to "D23" to match NEON IP naming structure
| 2015-09-24 | Add in Soil temperature 3m Subsystem CF06810000 version for all permafrost sites (D18, D19). Some demand pulled from CF06790000.
| 2015-09-24 | Add in Soil water content 3m Subsystem CF07360000 version for all permafrost sites (D18, D19). Some demand pulled from CF07350000.
| 2015-09-24 | Updated CF06900000 Soil Throughfall Subsystem count at relocatable sites D03 JERC and D16 THAY. In the original FIU list, Core sites had Qty 5 of this sensor and Relo sites had Qty 4. These two relo sites were the exceptions that were originally slated for 5, but this was overlooked when the demand sheet was set up and needs to be corrected. An assumption had been made that all Relo sites had Qty 4. Both sheets were reviewed for further discrepancies and this was the only one found.
D | 2015-08-10 | Deleted sites 13 sites: D01 SAWB, D04R2 Soft, D11 WICH, D12 BOZE, D12 PARA, D13 FRAS, D14R2 Soft, D15 RBUT, D16 THAY, D15R1 Soft, D19 POKE, D20 PUWU, D20 PUWI per NSF Scope Management Directive
| 2015-08-10 | Deleted BGMS and Minirhizotron subsystems (CD08020020, CD08020030, CF09110000, and 5 TBD subsystems) per NSF Scope Management Directive
| 2015-09-30 | Added Architecture for Scope Mgmt Plan on Architecture tab (columns U thru AA)
| 2015-10-09 | Edited configuration field for DFIR Hut support on TIS Site config Sheet (column H) to specify DFIR support
| 2015-10-09 | Added Subsystems CG07220020 and CG07220030 for DFIRs with Hut Fiber and non-Hut power. Pulled demand into these from neighboring subsystems CG07220000 and CG07220010 respectively.
| 2015-11-09 | Added back in EC-TE IRGA Extreme subsystem Right CD07950010 to demand as this IPT will indeed exist. Some demand from CD07950000 is now pulled into this subsystem.
| 2015-11-09 | Added back in EC-TE IRGA Extreme subsystem Left CD07950011 to demand as this IPT will indeed exist. Some demand from CD07950001 is now pulled into this subsystem.
| 2015-11-09 | Added CF00140000 "Kit, Soil Plot Power Arbour Short Extension, Soil Temperature" with Qty5 per site per SI&V.
| 2015-11-19 | Updated demand logic for CE05560011 "Subsystem, DAS, Hut, DFIR Fiber Connectivity Kit". Now only core sites with hut power and fiber get this instead of all cores sites. Total goes from 20 to 9.
E | 2015-12-15 | Added FAA lighting to tower infrastructure architecture. This is not reflected in demand, as parts are sourced by FCC contractors.
| 2015-12-15 | Added "FAA lights required" column to site config tab.
| 2015-12-29 | Added variable sensor configurations to soil water content profile architecture.
| 2016-01-20 | Swapped logic for left- and right-mount IRGA assemblies for both standard (CD07950000, CD07950001) and extreme (CD07950010, CD07950011) subsystems.
| 2016-01-22 | Renamed WREF IRGA assembly CD07950020 "Left Side Mount" to "Right Side Mount" and updated BOM in Agile to match.
F | 2016-03-18 | Added one extra measurement level at D05 STEI and D16 ABBY.
G | 2016-03-22 | Combined and/or rotated booms at 27 sites per CR-0000092.
| 2016-04-15 | Added +1 security camera subsystem (CA11540000) at all sites.
| 2016-04-21 | Added security camera subsystem to architecture.
H | 2016-07-25 | Added cattle fencing column to site configuration tab
| 2016-09-02 | Change D20 OLAA to PUUM
| 2016-09-20 | Added portal GPS system (HB08840000) to demand at non-hut-supported DFIR sites
| 2016-09-20 | Changed GUAN from No Power, No Fiber to No Power, Yes Fiber DFIR support (wireless connection to hut at GUAN)
| 2016-09-21 | Removed all site-specific soil temp tube assemblies, as well as the universal tube assembly
| 2016-10-05 | Updated PUUM configuration to best known info to date
| 2016-10-05 | Removed throughfall at LAJA, NOGP, WOOD, DCFS, CPER, OAES, NIWO, MOAB, ONAQ, BARR, TOOL, and HEAL
J | 2017-02-03 | Added comments to document profile boom orientations
| 2017-02-03 | Changed YELL from Split to Combined profile booms
| 2017-02-08 | Released CD08170010 and CD00780040 boom subsystems for WREF
| 2017-02-08 | Removed heated CSAT subsystem; demand is now one unheated CSAT for every site
| 2017-02-15 | Updated WREF profile boom heights.
| 2017-02-15 | Updated WREF tower-top boom configuration
| 2017-02-17 | Updated PN for WREF profile boom subsystem (CD01900010)
| 2017-02-23 | Removed the following WREF-specific subsystems, and rolled demand into the applicable standard subsystems (includes tower-top and PDS subsystems that don't require WREF variants): CD05672010, CD05676010, CD05677010, CD05679010, CD08710040, CD08710050, CD07990040, CD07990050, CD08020040, CD05910020, CD05820020, CD05830020, CD01610010, CD07930020, CD07950020, CD02050050, CD02050060, CD07430030, CD07430040, CD07430050, CD07340010, CD06920010
| 2017-03-02 | Corrected a logic issue where tower-top infrastructure and sensor systems still relied on the profile split/combined configuration to push demand. Logic for the following subsystems now refers to the correct (tower-top boom configuration instead of profile boom configuration) columns in the TIS Site Config tab: CD08710000, CD08710010, CD08710020, CD08710030, CD05800000, CD05800010, CD05800020, CD05800030, CD05800040, CD05800050, CD05920000, CD05920010, CD05920020, CD05920030